## general items
BILL NO. 15: GENERAL ITEMS
ITEM NO. | DESCRIPTION | QTY | UNIT | RATE | AMOUNT
|  |  |  | (KSHS) | (KSHS)
These items consist of preliminaries and general Conditions as described in Part A of this document.
The contractor shall ensure pricing of items below is not limited to items described below but includes all clauses of Part A of this document.
A | Allow for liaising and obtaining all the necessary licenses/permission and/or certificates from local authorities to complete works | 1 | ITEM |  | 0
0
B | Acquire and submit a Performance Bond for 5% of the sub-contract sum, as a Performance Guarantee. | 1 | ITEM |  | 0
0
C | Acquire and submit relevant insurances i.e Contractors All Risk (CAR) Insurance and Work Injury Benefits Act (WIBA) Insurance for the sub-contract work. | 1 | ITEM |  | 0
D | Allow for presentation of all the required samples as per specifications, Bills of Quantities and Drawings. | 1 | ITEM |  | 0
E | Allow for preparation and printing of approved Working Drawings for use on site, throughout the project implementation period, in A1 paper size | 1 | ITEM |  | 0
F | Prepare and submit As-Installed Drawings for routes, types, sizes and arrangement of all pipework and installed equipment, as follows:- | 1 | ITEM |  | 0
5 No. final hard copies of As-Installed drawings in A1 size and soft copy in Autocad® 2013 and pdf format in CD-RW ~ Services Engineers, Architect, Main Contractor (1 copy each) and Client (2 copies)
G | Prepare and submit Operating Instructions and Maintenance Manuals for all items installed i.e pumps, fans, control panels etc. | 1 | ITEM |  | 0
| Total C/F to Summary Page |  |  |  | 0

## clubhouse
BILL NO. 1: CLUBHOUSE INTERNAL INSTALLATIONS
ITEM NO. | DESCRIPTION | QTY | UNIT | RATE | AMOUNT
|  |  |  | (KSHS) | (KSHS)
I | SANITARY FITTINGS - CLIENT SUPPLY
A | Allow a prime cost sum in Kenya Shillings for the Supply and delivery of sanitary fittings including all the necessary fittings and jointing by a nominated supplier. |  |  |  | 464900
| Total C/F to Collection Page |  |  |  | 464900
BILL NO. 1: CLUBHOUSE INTERNAL INSTALLATIONS
ITEM NO. | DESCRIPTION | QTY | UNIT | RATE | AMOUNT
|  |  |  | (KSHS) | (KSHS)
I | SANITARY FITTINGS - LABOUR
Take delivery, install, test and commission the following sanitary fittings including all the necessary fittings and jointing. Where brand names are mentioned it is only inteded as a guide to the type and quality expected. Other equal and equivalent brands shall be accepted upon approval by the Engineer.
Water Closet Suite
A | Close-coupled WC suite in approved white colour complete with horizontal outlet to BS 3402 with 6 litre valveless ceramic cistern and fittings including siphon,15mm diameter bottom inlet ball valve, 20mm diameter side overflow, plastic flush bend, inlet connection, ecoflush system with push button and heavy plastic seat and cover with chrome plated hinges. To be as Frenscia / Ekos Beta or equal and approved. | 6 | NO. |  | 0
Toilet Roll Holder
B | Wall mounted stainless steel toilet roll holder with cover and concealed fixings. As Dali MH701 or equal and approved. | 6 | NO. |  | 0
Coat Hook
C | Wall mounted chrome plated single Coat Hook as Dali "#13197". or equal and approved. | 6 | NO. |  | 0
Wash Hand Basin
D | Wash hand basin of nominal size 550 x 440mm, with Semi-Pedestal, white in colour, comprising of 1 center tap hole, 1 ¼ ” waste fitting, 1 ¼ ” chrome plated bottle trap. Complete with basin mixer tap as Twyford ''X50 Basin Mono Mixer - mini ''. As Ekos Beta or equal and approved. | 6 | NO. |  | 0
E | Countertop wash hand basin of nominal size 550 x 440mm, white in colour, comprising of 1 center tap hole, 1 ¼ ” waste fitting, 1 ¼ ” chrome plated bottle trap. Complete with basin mixer tap as Twyford ''X50 Basin Mono Mixer - mini ''. As Ekos Beta or equal and approved. | 2 | NO. |  | 0
F | Mirror
| Plain size bevelled 6mm thick glass plate mirror size 600 x 800mm. Complete with foam lining and dome headed chrome plated fixing Screws | 8 | NO. |  | 0
G | Instant Showers
| Shower fittings consisting of chrome plated stop valve as Bricon/Aztec or approved equivalent and a 5.5Kw instantaneous shower heater as Lorrenzetti or approved equivalent. | 4 | No |  | 0
H | Towel Rail
| Towel Rail as Dali, 600mm towel bar "#BM11". or equal and approved | 4 | NO. |  | 0
I | Soap Dish
| Soap Tray Holder white in colour and in Viterous China. Recessed into wall. As TWYFORD "VC9808WH" or equal and approved | 4 | NO. |  | 0
J | Hand dryer
| Sensor operated hand drier as Mediclinics M99ACS, steel 1.5mm thick one piece cover , satin finish. Size 248 x 278 x 210mm.Effective air flow 215m3/hr Electrical power supply 1.64kW, single phase 240V 50 Hz. Or equal and approved. | 4 | NO. |  | 0
K | Soap dispenser
| Wall mounted soap dispenser as "Mediclinics DJ0111C" with a capacity of 1.1L and in AISI 304 Stainless Steel material, having a press action soap release mechanism complete with fixing screws. Allow for initial soap supply. or equal and approved. | 4 | NO. |  | 0
L | Paper towel dispenser
| Paper Dispeser as "Mediclinics DT2106CS" in AISI 304 Stainless Steel material, with a capacity of 400-600 C/Z towels. or equal and approved | 4 | ` |  | 0
| Total C/F to Collection Page |  |  |  | 0
BILL NO. 1: CLUBHOUSE INTERNAL INSTALLATIONS
ITEM NO. | DESCRIPTION | QTY | UNIT | RATE | AMOUNT
|  |  |  | (KSHS) | (KSHS)
II | PLUMBING INSTALLATIONS
COLD & HOT WATER SUPPLY
Supply, deliver, install test and commission the following:
PP-R pipes and fittings to DIN 8077-78 Standards and relevant local standards. Tenderers must allow in their pipework prices for all the couplings, connectors, joints, bypass bends, caps and pipe clips in running lengths of pipes. Jointing & installation methods shall be as per manufacturers’ recommendations only. All pipe diameters are external diameters.
PolyproPylene Random (PP-R) pipe has been used as a guide to the type and quality expected. Equal and approved brands shall be accepted only with the Engineers approval.
A | PP-R Pipes - PN 20
| a) 25mm PPR pipes | 286 | LM |  | 0
| b) 32mm ditto | 42 | LM |  | 0
| c) 40mm ditto | 42 | LM |  | 0
B | Elbow and Bends
| a) 25mm Bend/Elbows | 98 | NO. |  | 0
| b) 32mm ditto | 29 | NO. |  | 0
| c) 40mm ditto | 24 | NO. |  | 0
C | Tees
| a) 25mm Tees/Equal Tee | 91 | NO. |  | 0
| b) 32mm ditto | 27 | NO. |  | 0
| c) 40mm ditto | 16 | NO. |  | 0
D | Reducers
| a) 25x20mm ditto | 64 | NO. |  | 0
| b) 32x25mm ditto | 42 | NO. |  | 0
| c) 40x25mm ditto | 14 | NO. |  | 0
| d) 40x32mm ditto | 16 | NO. |  | 0
E | Unions
| a) 25mm diameter union | 41 | NO. |  | 0
| b) 32mm ditto | 12 | NO. |  | 0
| c) 40mm ditto | 12 | NO. |  | 0
F | Sockets
| a) 25mm Socket | 77 | NO. |  | 0
| b) 32mm ditto | 22 | NO. |  | 0
| c) 40mm ditto | 24 | NO. |  | 0
G | Male/Female Adaptors
| a) 25mm Male/Female Adaptor | 40 | NO. |  | 0
| b) 32mm ditto | 18 | NO. |  | 0
| c) 40mm ditto | 12 | NO. |  | 0
H | Isolation Valves (Pegler)
| a) 25mm gate valve | 20 | NO. |  | 0
| b) 32mm ditto | 7 | NO. |  | 0
| c) 40mm ditto | 3 | NO. |  | 0
| d) 50mm ditto | 4 | NO. |  | 0
I | Ball Valves (Pegler)
| a) 40mm ball valve | 1 | NO. |  | 0
| Total C/F to next Page |  |  |  | 0
BILL NO. 1: CLUBHOUSE INTERNAL INSTALLATIONS
ITEM NO. | DESCRIPTION | QTY | UNIT | RATE | AMOUNT
|  |  |  | (KSHS) | (KSHS)
| Total B/F from previous Page |  |  |  | 0
J | Flexible Tubes
| 15mm diameter 300mm long flexible tubings required complete with backnuts and angle valve as Grohe, Ref. No.22940000. or equal and approved | 24 | NO. |  | 0
K | Roof Level Water Tank
| Supply, deliver and install Cylindrical plastic moulded tank of capacity 2,000 litres. The tank to be assembled complete with cover and having screwed connections for inlet, outlet, overflow, adaptors, 40mm diameter medium pressure ball valve, drain pipes and any other necessary item for its proper functioning. The tank shall be mounted on a platform and shall be as KENTANK Model ccv 200 or approved equivalent. | 1 | No. |  | 0
L | STERILIZATION
| Allow for sterilization including flushing out water and chlorine to the satisfaction of the Engineer. | Item | Sum |  | 0
| Total C/F to Collection Page |  |  |  | 0
BILL NO. 1: CLUBHOUSE INTERNAL INSTALLATIONS
ITEM NO. | DESCRIPTION | QTY | UNIT | RATE | AMOUNT
|  |  |  | (KSHS) | (KSHS)
III | FOUL WATER DRAINAGE INSTALLATIONS
Supply, deliver and install the following UPVC, MUPVC, soil and waste systems respectively to B.S 5255 with fittings fixed to Manufactures Printed instructions and manufactured by reputable manufacturers. Tenderers must allow in their pipework prices for all the couplings, clippings, connectors, joints etc. as required in the running lengths of pipework and also where necessary, for pipe fixing clips, holder bats plugged and screwed for the proper and satisfactory functioning of the system.
A | Pipes
| a) 100mm dia UPVC Grey pipe (heavy duty) | 74 | LM |  | 0
| b) 100mm dia UPVC Golden Brown pipe (heavy duty) | 98 | LM |  | 0
| c) 50mm ditto | 62 | LM |  | 0
| d) 40mm Ditto | 40 | LM |  | 0
B | Bends
| a) 100mm diameter UPVC sweep bend | 16 | NO. |  | 0
| b) 50mm ditto | 14 | LM |  | 0
| c) 40mm ditto | 28 | NO. |  | 0
C | Tees
| a) 100mm diameter sweep tee | 16 | NO. |  | 0
| b) 50mm ditto | 14 | LM |  | 0
| c) 40mm ditto | 45 | NO. |  | 0
D | Boss Connectors
| a) 100x50mm diameter boss connector | 12 | NO. |  | 0
| b) 100 x 40mm ditto. | 12 | NO. |  | 0
E | Inspection Plugs/Access caps
| a) 100mm access cap | 9 | NO. |  | 0
| b) 40mm diameter inspection plugs | 18 | NO. |  | 0
H | Four-way 100x50mm floor trap complete with stainless steel grating. | 17 | NO. |  | 0
I | 100mm diameter gulley trap complete with chamber and cover. | 8 | NO. |  | 0
J | Standard 600x450mm Inspection Chamber complete with HD cover. | 9 | NO. |  | 0
| Total C/F to Collection Page |  |  |  | 0
BILL NO. 1: CLUBHOUSE INTERNAL INSTALLATIONS
ITEM | DESCRIPTION | QTY | UNIT | RATE | AMOUNT
|  |  |  | Kshs. | Kshs.
ITEM NO. | DESCRIPTION | QTY | UNIT | RATE | AMOUNT
|  |  |  | (KSHS) | (KSHS)
IV | FIREFIGHTING INSTALLATIONS
HOSEREEL SYSTEM
Supply, install, test and commission the following equipment and fitting as described:-
Tenderers mus allow in pipework prices for all couplings, union, nipples, sockets, connectors, joints etc. in running lengths of pipes and also where necessary for fixing clips, holderbats plugged and screwed.
A | Hosereel System Pipework
| i) 25mm diameter pipe GMS Class B to BS 1387 | 12 | LM |  | 0
| ii) 50mm ditto | 48 | LM |  | 0
B | Elbows
| i) 25mm elbows malleable iron galvanized. | 6 | NO. |  | 0
| ii) 50mm ditto. | 6 | NO. |  | 0
Tees
C | 50mm diameter malleable iron tee | 7 | NO. |  | 0
D | Reducers
| i) 25 x 20mm malleable galvanized iron reducing bush | 4 | NO. |  | 0
| ii) 50 x 25 mm ditto | 8 | NO. |  | 0
E | Valves
| i) 25mm bronze gate valve to BS 5154 | 2 | NO. |  | 0
| ii) 50mm ditto. | 6 | NO. |  | 0
| iii) 25mm air relief valve screwed as CRANE. | 2 | NO. |  | 0
Hosereels
F | Swinging type hosereel complete with 30m long hose of 20mm diameter, 25mm internal diameter rubber fire hose with nylon spray/jet and shut off nozzle, and mounting brackets conforming to BS 5274 | 2 | NO. |  | 0
G | Fire Hose Cabinet
| 1650x800x300mm Surface mounted, vertical double door for hose reel and portale fire extinguishers | 2 | NO. |  | 0
Hosereel Pipework Painting
H | Wire brush, clean and paint complete installation with one coat of red oxide primer, under coat and gloss coat inclunding banding and colour coding to British standards | 1 | ITEM |  | 0
FIRE FIGHTING BOOSTER PUMP
I | Shall be as "GRUNDFOS " automatic booster pump
model: CH12-30 or approved equivalent.
Capacity: 2.5 litres/sec.
Head: 22m
Power supply: 1.5kw, 1phase 240v, 50Hz.
Duty and standby.
| Complete with: matching pressure vessel, pressure switch, pressure cell, valves, and any other accessories necessary for efficient operation . Pump and accessories to be mounted on a rigid steel framework. | 1 | Set |  | 0
PUMP CONTROLS
| Supply, deliver and install a control panel with removable front access cover, motor control gear, internal buttons with automatic change over “running” and “trip” neon lights control system, overload, protection, power surge protection, button for change from automatic to manual operation plus any other necessary controls | 1 | No |  | 0
| Total C/F to Collection Page |  |  |  | 0
BILL NO. 1: CLUBHOUSE INTERNAL INSTALLATIONS
ITEM | DESCRIPTION | QTY | UNIT | RATE | AMOUNT
|  |  |  | Kshs. | Kshs.
I | FIRE EXTINGUISHERS & ACCESSORIES
i) | 5 Kg carbon dioxide gas fire extinguisher complete with pressure gauge, initial charge and mounting brackets. | 4 | NO. |  | 0
ii) | 6 Kg dry powder fire extinguisher complete with pressure gauge, initial charge and mounting brackets. | 4 | NO. |  | 0
ii) | 9 Ltr water fire extinguisher complete with pressure gauge, initial charge and mounting brackets. | 4 | NO. |  | 0
iv) | Fire Safety Signage, Fire Point signs and Fire Action Plan signs, to Engineer's approval. | 2 | NO. |  | 0
v) | 9" (225mm) manual operated alarm bell (Gong) | 2 | NO. |  | 0
| Total C/F to Collection Page |  |  |  | 0
BILL NO. 1: COLLECTION PAGE - CLUBHOUSE
ITEM | DESCRIPTION |  |  |  | AMOUNT
Kshs.
INTERNAL INSTALLATIONS
I | 0 |  |  |  | 464900
II | SANITARY FITTINGS - LABOUR |  |  |  | 0
III | PLUMBING INSTALLATIONS |  |  |  | 0
IV | FOUL WATER DRAINAGE INSTALLATIONS |  |  |  | 0
VI | FIRE FIGHTING INSTALLATIONS - HOSE REEL |  |  |  | 0
VII | FIRE FIGHTING INSTALLATIONS - PORTABLE FIRE EXTINGUISHERS |  |  |  | 0
C | TOTAL FOR CLUBHOUSE TO MAIN SUMMARY PAGE |  |  |  | 464900

## Swimming Pool
Item | Description | Qty | Unit | Rate (Kshs) | Amount (Kshs)
Swimming Pool Installation
Supply, deliver, install, test and commission the following new swimming pool appliances complete with all the accessories including all connections, supports and all plugging and screwing to floor/walls.
PIPE WORK AND FITTINGS.
Supply and fix uPVC soil system to BS4660 and BS4515 and muPVC waste systems to BS 5255 with screwed and socketed joints. Solvent welded joints shall be as per the system manufacturer's written instruction. Tenderer must allow in their pipework prices for all the couplings, connectors, joints etc. as required by the running lengths of the pipework and also where necessary for fixing clips, holders bats plugged and screwed.
Underground PVC Pressure Pipes
A | 50mm diameter PVC Class ‘D’ pressure pipe | 120 | LM |  | 0
B | 40mm diameter PVC Class ‘D’ pressure pipe | 120 | LM |  | 0
| Extra Over Piping For PVC Pipework |  |  |  | 0
| Bends |  |  |  | 0
C | 50mm diameter bend | 12 | No. |  | 0
D | 40mm diameter bend | 24 | No. |  | 0
| Tees |  |  |  | 0
E | 50mm diameter equal tee | 4 | No. |  | 0
F | 40mm diameter equal tee | 16 | No. |  | 0
| Valves |  |  |  | 0
G | 50mm diameter high pressure screw down full way bronze gate valve complete with wheel head. | 4 | No. |  | 0
H | 40mm diameter high pressure screw down full way bronze gate valve complete with wheel head. | 4 | No. |  | 0
I | 50mm diameter non-return valve | 2 | No. |  | 0
J | 40mm diameter non-return valve | 2 | No. |  | 0
K | 100 x 50mm floor drain | 1 | No. |  | 0
| Strainer |  |  |  | 0
L | 75mm diameter acid and corrosion resistant line strainer | 2 | No. |  | 0
| Manifold |  |  |  | 0
M | 75mm diameter manifold with 3No. 50mm diameter inlets. It shall be 1000mm long. | 1 | No. |  | 0
Total Carried forward to next Page |  |  |  |  | 0
Item | Description | Qty | Unit | Rate (Kshs) | Amount (Kshs)
| Total Carried forward from prevoius Page |  |  |  | 0
SWIMMING POOL PLANTS
Swimming Pool Filter
A | Fibre glass pressure sand filter capable of handling approximately 14m3/hr of swimming pool water, complete as a working unit. Filled carefully with graded chemically inert silica sand media charged in layers, and complete with a 6- way multiport valve, pressure gauge, automatic air release valve. Pipe connectors, and sand media agitatum equipment for backwashing and all other necessary attachments, as Model ‘DAYLIFF DX600’ Manufactured by Davis & Shirtliff or approved equivalent. | 1 | No. |  | 0
| Swimming Pool Pump set |  |  |  | 0
B | Centrifugal pump set of 2no. pumps capable of delivering 14m³/hr against 15m head. The pumps shall be close – coupled to an electric motor and shall be self priming. Pump casing shall be manufactured from good quality cast iron. Impellers shafts and other material in contact with water shall be of corrosive resistant metal. Two pumps shall be assembled together as one set on common mounting and anti-vibrations. The pumps to be as Leader, Model PEDROLLO MAGNIFICA 2 or equal and approved. | 1 | set |  | 0
| Control and Control Panel |  |  |  | 0
C | Wall-mounted motor control panel for the pool pumps comprising of purpose made 16SWG galvanized mild steel housing distribution board complete with switch fuses, star delta starters for pump, automatic control with manual overrides and all other necessary accessories. The control panel to include BMS stop/run and fault indication volt-free contact and any other BMS connections. | 1 | No. |  | 0
0
| Pool Chemical Dosage Equipment |  |  |  | 0
D | Supply and fix chlorine dosage equipment as dayliff Clearwater Chrolinator model C330SC or equal and approved. | 2 | No. |  | 0
0
| Sump Pump |  |  |  | 0
E | Centrifugal pump capable of delivering 6 cubic metre/hr against 7.5m head. The pump shall be close – coupled to an electric motor and shall be self priming. Pump casing shall be manufactured from good quality cast iron. Impellers shafts and other material in contact with water shall be of corrosive resistant metal. The pump to be as Pedrollo - TOP 3 or equal and approved. | 1 | No. |  | 0
OTHER ACCESSORIES
| Inlets |  |  |  | 0
F | 75mm wall fittings made from tough ABS plastic with adjustable ball inlet. | 8 | No. |  | 0
0
| Main Drain Suction Grating |  |  |  | 0
G | The main sump inlet grating shall be of size 300x300mm square with anti-vortex drain to be installed into precast suction chambers as in “DAYLIFF GRP GRATING” or approved equivalent. | 1 | No. |  | 0
Total Carried forward to next Page |  |  |  |  | 0
Item | Description | Qty | Unit | Rate (Kshs) | Amount (Kshs)
| Total Carried forward from prevoius Page |  |  |  | 0
0
| Vacuum Point |  |  |  | 0
A | 75mm wall fitted vacuum points made from tough ABS plastic. | 2 | No. |  | 0
0
| Deck Level Grilles |  |  |  | 0
B | 200mm wide deck level grilles made from hard wearing moulded plastic of approved colour. To be complete with spacers for corners. The grilles should cover 50m long perimeter of the pool and to be as Dayliff or equal and approved. | 1 | Item |  | 0
0
| Stainless Steel Ladders |  |  |  | 0
C | Ladder with 40mm diameter stainless steel class 316 handrails and should be complete with step treads with rubber pads, ground anchors and escutcheon plates. As 3 steps Dayliff ladder or approved equal. | 1 | No. |  | 0
0
| Stainless Steel Ladders |  |  |  | 0
D | Ladder with 40mm diameter stainless steel class 316 handrails and should be complete with step treads with rubber pads, ground anchors and escutcheon plates. As 4 steps Certikin ladder or approved equal. | 1 | No. |  | 0
0
| Stainless Steel Hand Rails and Clamps |  |  |  | 0
E | 32mm diameter stainless steel class 316 handrails with blanked ends supplied complete with stainless steel clampsand stainless steel supports. The clamps to be fitted every 1.5m. | 50 | Lm |  | 0
0
| Maintenance Equipment |  |  |  | 0
F | Supply pool maintenance equipment comprising of 8 wheel vacuum head, 12m floating vacuum hose, hose connector, 5m aluminium handle, leaf skimmer, leaf rake, 18'' floor brush, 6'' algae brush, 3 in 1 pool water test kit. | 1 | Set |  | 0
| Initial Chlorine Dosing |  |  |  | 0
G | Initial chlorine dosing of the pool water up to the required level of residual free chlorine and PH value. | 1 | Item |  | 0
| Electrical Works |  |  |  | 0
H | Allow for electrical work associated to the installation. | 1 | Item |  | 0
0
| Testing and Commissioning |  |  |  | 0
I | Allow for testing and commissioning of pool installation. | 1 | Item |  | 0
Total for Swimming Pool Installations Carried to Summary Page |  |  |  |  | 0

## 2 brm apartments
BILL NO. 2: 2BEDROOM APARTMENTS INTERNAL INSTALLATIONS
ITEM NO. | DESCRIPTION | QTY | UNIT | RATE | AMOUNT
|  |  |  | (KSHS) | (KSHS)
I | SANITARY FITTINGS - CLIENT SUPPLY
A | Allow a prime cost sum in Kenya Shillings for the Supply and delivery of sanitary fittings including all the necessary fittings and jointing by a nominated supplier. |  |  |  | 147300
| Total C/F to Collection Page |  |  |  | 147300
BILL NO. 2: APARTMENTS INTERNAL INSTALLATIONS
ITEM NO. | DESCRIPTION | QTY | UNIT | RATE | AMOUNT
|  |  |  | (KSHS) | (KSHS)
I | SANITARY FITTINGS - LABOUR
Take delivery, install, test and commission the following sanitary fittings including all the necessary fittings and jointing. Where brand names are mentioned it is only inteded as a guide to the type and quality expected. Other equal and equivalent brands shall be accepted upon approval by the Engineer.
Water Closet Suite
A | Close-coupled WC suite in approved white colour complete with horizontal outlet to BS 3402 with 6 litre valveless ceramic cistern and fittings including siphon,15mm diameter bottom inlet ball valve, 20mm diameter side overflow, plastic flush bend, inlet connection, ecoflush system with push button and heavy plastic seat and cover with chrome plated hinges. To be as Frenscia / Ekos Beta or equal and approved. | 2 | NO. |  | 0
Toilet Roll Holder
B | Wall mounted chrome plated single Coat Hook as Dali "#13197". or equal and approved. | 2 | NO. |  | 0
Coat Hook
C | Wash hand basin of nominal size 550 x 440mm, with Semi-Pedestal, white in colour, comprising of 1 center tap hole, 1 ¼ ” waste fitting, 1 ¼ ” chrome plated bottle trap. Complete with basin mixer tap as Twyford ''X50 Basin Mono Mixer - mini ''. As Ekos Beta or equal and approved. | 2 | NO. |  | 0
Wash Hand Basin
D | Wash hand basin of nominal size 550 x 440mm, with Semi-Pedestal, white in colour, comprising of 1 center tap hole, 1 ¼ ” waste fitting, 1 ¼ ” chrome plated bottle trap. Complete with basin mixer tap as Twyford ''X50 Basin Mono Mixer - mini ''. As Ekos Beta or equal and approved. | 3 | NO. |  | 0
E | Mirror
| Plain size bevelled 6mm thick glass plate mirror size 600 x 800mm. Complete with foam lining and dome headed chrome plated fixing Screws | 3 | NO. |  | 0
F | Towel Rail
| Soap Tray Holder white in colour and in Viterous China. Recessed into wall. As TWYFORD "VC9808WH" or equal and approved | 3 | NO. |  | 0
G | Kitchen Sink
| Single Bowl Single Drain (SBSD) stainless steel sink as "Associated Steel Limited" complete with 40mm diameter chrome plated bottle traps and Sink mixer single lever, 15mm, as Tapis Enoch sink Mixer Ref. #WGH56477C chrome plated pillar mounted sink mixer and all its jointing accessories. Or equal and approved | 1 | NO |  | 0
H | Instant Showers
| Shower fittings consisting of chrome plated stop valve as Bricon/Aztec or approved equivalent and a 5.5Kw instantaneous shower heater as Lorrenzetti or approved equivalent. | 2 | No |  | 0
I | Towel Rail
| Towel Rail as Dali, 600mm towel bar "#BM11". or equal and approved | 2 | NO. |  | 0
J | Soap Dish
| Soap Tray Holder white in colour and in Viterous China. Recessed into wall. As TWYFORD "VC9808WH" or equal and approved | 2 | NO. |  | 0
K | Dhobi Sink
i) | Concrete dhobi sink made of terrazzo, size 600mm X 500mm X 400mm deep complete with traps and fixings. | 1 | NO |  | 0
ii) | ½ inch single back inlet wall mounted Bibtap as "Twyford SF2302CP" with chrome finish. or equal and approved. | 1 | NO |  | 0
L | Fire Blanket
| Emergency fire blanket of dimensions 1200mm x 1200mm as Naffco NFB 1.4 or equal and approved | 1 | NO |  | 0
| Total C/F to Collection Page |  |  |  | 0
BILL NO. 2: APARTMENTS INTERNAL INSTALLATIONS
ITEM NO. | DESCRIPTION | QTY | UNIT | RATE | AMOUNT
|  |  |  | (KSHS) | (KSHS)
II | PLUMBING INSTALLATIONS
COLD & HOT WATER SUPPLY
Supply, deliver, install test and commission the following:
PP-R pipes and fittings to DIN 8077-78 Standards and relevant local standards. Tenderers must allow in their pipework prices for all the couplings, connectors, joints, bypass bends, caps and pipe clips in running lengths of pipes. Jointing & installation methods shall be as per manufacturers’ recommendations only. All pipe diameters are external diameters.
PolyproPylene Random (PP-R) pipe has been used as a guide to the type and quality expected. Equal and approved brands shall be accepted only with the Engineers approval.
A | PP-R Pipes - PN 20
| a) 25mm PPR pipes | 302 | LM |  | 0
| b) 32mm ditto | 42 | LM |  | 0
B | Elbow and Bends
| a) 25mm Bend/Elbows | 54 | NO. |  | 0
| b) 32mm ditto | 18 | NO. |  | 0
C | Tees
| a) 25mm Tees/Equal Tee | 21 | NO. |  | 0
| b) 32mm ditto | 8 | NO. |  | 0
D | Reducers
| a) 25x20mm ditto | 14 | NO. |  | 0
| b) 32x25mm ditto | 6 | NO. |  | 0
E | Unions
| a) 25mm diameter union | 38 | NO. |  | 0
| b) 32mm ditto | 6 | NO. |  | 0
F | Sockets
| a) 25mm Socket | 76 | NO. |  | 0
| b) 32mm ditto | 11 | NO. |  | 0
G | Male/FemaleThreaded Bends
| a) 25mm Threaded bend | 18 | NO. |  | 0
H | Male/Female Adaptors
| a) 25mm Male/Female Adaptor | 26 | NO. |  | 0
| b) 32mm ditto | 5 | NO. |  | 0
I | Isolation Valves (Pegler)
| a) 25mm gate valve | 13 | NO. |  | 0
| b) 32mm ditto | 2 | NO. |  | 0
J | Water Meters
| a) 32mm Water check meter as KENT. or equal and approved. | 1 | NO |  | 0
K | Flexible Tubes
| 15mm diameter 300mm long flexible tubings required complete with backnuts and angle valve as Grohe, Ref. No.22940000. or equal and approved | 13 | NO. |  | 0
L | STERILIZATION
| Allow for sterilization including flushing out water and chlorine to the satisfaction of the Engineer. | Item | Sum |  | 0
| Total C/F to Collection Page |  |  |  | 0
BILL NO. 2: APARTMENTS INTERNAL INSTALLATIONS
ITEM NO. | DESCRIPTION | QTY | UNIT | RATE | AMOUNT
|  |  |  | (KSHS) | (KSHS)
III | FOUL WATER DRAINAGE INSTALLATIONS
Supply, deliver and install the following UPVC, MUPVC, soil and waste systems respectively to B.S 5255 with fittings fixed to Manufactures Printed instructions and manufactured by reputable manufacturers. Tenderers must allow in their pipework prices for all the couplings, clippings, connectors, joints etc. as required in the running lengths of pipework and also where necessary, for pipe fixing clips, holder bats plugged and screwed for the proper and satisfactory functioning of the system.
A | Pipes
| a) 100mm dia UPVC Grey pipe (heavy duty) | 25 | LM |  | 0
| b) 50mm ditto | 13 | LM |  | 0
| c) 40mm Ditto | 23 | LM |  | 0
B | Bends
| a) 100mm diameter UPVC sweep bend | 3 | NO. |  | 0
| b) 50mm ditto | 4 | LM |  | 0
| c) 40mm ditto | 13 | NO. |  | 0
C | Tees
| a) 100mm diameter sweep tee | 6 | NO. |  | 0
| b) 50mm ditto | 4 | LM |  | 0
| c) 40mm ditto | 8 | NO. |  | 0
D | Boss Connectors
| a) 100x50mm diameter boss connector | 4 | NO. |  | 0
| b) 100 x 40mm ditto. | 4 | NO. |  | 0
E | Inspection Plugs/Access caps
| a) 100mm access cap | 3 | NO. |  | 0
| b) 40mm diameter inspection plugs | 7 | NO. |  | 0
F | Four-way 100x50mm floor trap complete with stainless steel grating. | 5 | NO. |  | 0
| Total C/F to Collection Page |  |  |  | 0
BILL NO. 2: APARTMENTS INTERNAL INSTALLATIONS
ITEM NO. | DESCRIPTION | QTY | UNIT | RATE | AMOUNT
|  |  |  | (KSHS) | (KSHS)
IV | WATER RETICULATION PIPEWORK
Supply of HDPE, PN 20 materials - All Polyethylene material shall be 16.0 KG/SQ.CM (unless otherwise stated) suitable for butt fusion jointing and the rate shall include for supply and delivery to the work site of all pipes, jointing fittings & specials including all other associated accessories (to suite PN 16 flange), required for complete installation to relevant local standards. Or approved equivalent
HDPE pipe has been used as a guide to the type and quality expected. Equal and approved brands shall be accepted only with the Engineers approval.
A | HDPE Pipes
| i) 75mm HDPE Pipes | 75 | LM |  | 0
B | Elbow and Bends
| i) 75mm Bend/Elbows | 12 | NO. |  | 0
C | Tees
| i) 75mm Tees/Equal Tee | 14 | NO. |  | 0
D | Reducers
| i) 75x32mm Reducer | 14 | NO. |  | 0
| ii) 75x40mm Reducer | 10 | NO. |  | 0
E | Unions
| i) 75mm diameter Union | 11 | NO. |  | 0
F | Sockets
| i) 75mm Socket | 21 | NO. |  | 0
G | Male/Female Adaptors
| i) 75mm Male/Female Adaptor | 14 | NO. |  | 0
Sterilization
H | Allow for sterilization including flushing out water and chlorine of the water supply line and water storage tank to the satisfaction of the Engineer | 1 | ITEM |  | 0
| Total C/F to Collection Page |  |  |  | 0
BILL NO. 2: APARTMENTS INTERNAL INSTALLATIONS
ITEM NO. | DESCRIPTION | QTY | UNIT | RATE | AMOUNT
|  |  |  | (KSHS) | (KSHS)
V | EXTERNAL FOUL WATER DRAINAGE INSTALLATIONS
Supply, deliver and install the following UPVC, MUPVC, soil and waste systems respectively to B.S 5255 with fittings fixed to Manufactures Printed instructions and manufactured by reputable manufacturers. Tenderers must allow in their pipework prices for all the couplings, clippings, connectors, joints etc. as required in the running lengths of pipework and also where necessary, for pipe fixing clips, holder bats plugged and screwed for the proper and satisfactory functioning of the system.
A | Pipes
| a) 100mm dia UPVC Golden Brown pipe (heavy duty) | 78 | LM |  | 0
| b) 150mm dia UPVC Golden Brown pipe (heavy duty) | 60 | LM |  | 0
B | Bends
| a) 100mm diameter UPVC sweep bend | 16 | NO. |  | 0
C | 100mm diameter gulley trap complete with chamber and cover. | 12 | NO. |  | 0
D | Standard 600x450mm Inspection Chamber complete with HD cover. | 11 | NO. |  | 0
| Total C/F to Collection Page |  |  |  | 0
BILL NO. 2: APARTMENTS INTERNAL INSTALLATIONS
ITEM | DESCRIPTION | QTY | UNIT | RATE | AMOUNT
|  |  |  | Kshs. | Kshs.
FIRE FIGHTING INSTALLATIONS
I | FIRE EXTINGUISHERS & ACCESSORIES
i) | 5 Kg carbon dioxide gas fire extinguisher complete with pressure gauge, initial charge and mounting brackets. | 5 | NO. |  | 0
ii) | 6 Kg dry powder fire extinguisher complete with pressure gauge, initial charge and mounting brackets. | 5 | NO. |  | 0
ii) | Fire Safety Signage, Fire Point signs and Fire Action Plan signs, to Engineer's approval. | 5 | NO. |  | 0
iv) | 9" (225mm) manual operated alarm bell (Gong) | 5 | NO. |  | 0
| Total C/F to Collection Page |  |  |  | 0
ITEM | DESCRIPTION |  |  |  | AMOUNT
Kshs.
2 BEDROOM APARTMENTS INTERNAL INSTALLATIONS
I | SANITARY FITTINGS - CLIENT SUPPLY |  |  |  | 147300
II | SANITARY FITTINGS - LABOUR |  |  |  | 0
III | PLUMBING INSTALLATIONS |  |  |  | 0
IV | FOUL WATER DRAINAGE INSTALLATIONS |  |  |  | 0
A | SUB-TOTAL FOR 1NO. 3BEDROOM UNIT (I + II +III) |  |  |  | 147300
B | TOTAL FOR 10NO. 3BEDROOM APARTMENTS UNITS (A x 10) - 1NO. BLOCK INTERNAL INSTALLATIONS |  |  |  | 1473000
3 BEDROOM APARTMENTS COMMON INSTALLATIONS
V | WATER RETICULATION PIPEWORK |  |  |  | 0
VI | EXTERNAL FOUL WATER DRAINAGE INSTALLATIONS |  |  |  | 0
VII | FIREFIGHTING INSTALLATIONS - PORTABLES |  |  |  | 0
C | TOTAL FOR 1NO. 2BEDROOM BLOCK - COMMON INSTALLATIONS (IV + V + VI + VII) |  |  |  | 0
D | TOTAL FOR 1NO. 2 BEDROOM BLOCK (B + C) |  |  |  | 1473000
C | TOTAL FOR 1NO. 2BEDROOM BLOCKS C/F TO MAIN SUMMARY PAGE |  |  |  | 1473000

## 3 brm apartments
BILL NO. 3: 3 BEDROOM APARTMENTS INTERNAL INSTALLATIONS
ITEM NO. | DESCRIPTION | QTY | UNIT | RATE | AMOUNT
|  |  |  | (KSHS) | (KSHS)
I | SANITARY FITTINGS - CLIENT SUPPLY
A | Allow a prime cost sum in Kenya Shillings for the Supply and delivery of sanitary fittings including all the necessary fittings and jointing by a nominated supplier. |  |  |  | 194600
| Total C/F to Collection Page |  |  |  | 194600
BILL NO. 1: APARTMENTS INTERNAL INSTALLATIONS
ITEM NO. | DESCRIPTION | QTY | UNIT | RATE | AMOUNT
|  |  |  | (KSHS) | (KSHS)
I | SANITARY FITTINGS - LABOUR
Take delivery, install, test and commission the following sanitary fittings including all the necessary fittings and jointing. Where brand names are mentioned it is only inteded as a guide to the type and quality expected. Other equal and equivalent brands shall be accepted upon approval by the Engineer.
Water Closet Suite
A | Close-coupled WC suite in approved white colour complete with horizontal outlet to BS 3402 with 6 litre valveless ceramic cistern and fittings including siphon,15mm diameter bottom inlet ball valve, 20mm diameter side overflow, plastic flush bend, inlet connection, ecoflush system with push button and heavy plastic seat and cover with chrome plated hinges. To be as Frenscia / Ekos Beta or equal and approved. | 3 | NO. |  | 0
Toilet Roll Holder
B | Wall mounted chrome plated single Coat Hook as Dali "#13197". or equal and approved. | 3 | NO. |  | 0
Coat Hook
C | Wash hand basin of nominal size 550 x 440mm, with Semi-Pedestal, white in colour, comprising of 1 center tap hole, 1 ¼ ” waste fitting, 1 ¼ ” chrome plated bottle trap. Complete with basin mixer tap as Twyford ''X50 Basin Mono Mixer - mini ''. As Ekos Beta or equal and approved. | 3 | NO. |  | 0
Wash Hand Basin
D | Wash hand basin of nominal size 550 x 440mm, with Semi-Pedestal, white in colour, comprising of 1 center tap hole, 1 ¼ ” waste fitting, 1 ¼ ” chrome plated bottle trap. Complete with basin mixer tap as Twyford ''X50 Basin Mono Mixer - mini ''. As Ekos Beta or equal and approved. | 4 | NO. |  | 0
E | Mirror
| Plain size bevelled 6mm thick glass plate mirror size 600 x 800mm. Complete with foam lining and dome headed chrome plated fixing Screws | 4 | NO. |  | 0
F | Towel Rail
| Soap Tray Holder white in colour and in Viterous China. Recessed into wall. As TWYFORD "VC9808WH" or equal and approved | 4 | NO. |  | 0
G | Kitchen Sink
| Single Bowl Single Drain (SBSD) stainless steel sink as "Associated Steel Limited" complete with 40mm diameter chrome plated bottle traps and Sink mixer single lever, 15mm, as Tapis Enoch sink Mixer Ref. #WGH56477C chrome plated pillar mounted sink mixer and all its jointing accessories. Or equal and approved | 1 | NO |  | 0
H | Instant Showers
| Shower fittings consisting of chrome plated stop valve as Bricon/Aztec or approved equivalent and a 5.5Kw instantaneous shower heater as Lorrenzetti or approved equivalent. | 3 | No |  | 0
I | Towel Rail
| Towel Rail as Dali, 600mm towel bar "#BM11". or equal and approved | 3 | NO. |  | 0
J | Soap Dish
| Soap Tray Holder white in colour and in Viterous China. Recessed into wall. As TWYFORD "VC9808WH" or equal and approved | 3 | NO. |  | 0
K | Dhobi Sink
i) | Concrete dhobi sink made of terrazzo, size 600mm X 500mm X 400mm deep complete with traps and fixings. | 1 | NO |  | 0
ii) | ½ inch single back inlet wall mounted Bibtap as "Twyford SF2302CP" with chrome finish. or equal and approved. | 1 | NO |  | 0
M | Fire Blanket
| Emergency fire blanket of dimensions 1200mm x 1200mm as Naffco NFB 1.4 or equal and approved | 1 | NO |  | 0
| Total C/F to Collection Page |  |  |  | 0
BILL NO. 3: 3 BEDROOM APARTMENTS INTERNAL INSTALLATIONS
ITEM NO. | DESCRIPTION | QTY | UNIT | RATE | AMOUNT
|  |  |  | (KSHS) | (KSHS)
II | PLUMBING INSTALLATIONS
COLD & HOT WATER SUPPLY
Supply, deliver, install test and commission the following:
PP-R pipes and fittings to DIN 8077-78 Standards and relevant local standards. Tenderers must allow in their pipework prices for all the couplings, connectors, joints, bypass bends, caps and pipe clips in running lengths of pipes. Jointing & installation methods shall be as per manufacturers’ recommendations only. All pipe diameters are external diameters.
PolyproPylene Random (PP-R) pipe has been used as a guide to the type and quality expected. Equal and approved brands shall be accepted only with the Engineers approval.
A | PP-R Pipes - PN 20
| a) 25mm PPR pipes | 120 | LM |  | 0
| b) 32mm ditto | 24 | LM |  | 0
B | Elbow and Bends
| a) 25mm Bend/Elbows | 47 | NO. |  | 0
| b) 32mm ditto | 12 | NO. |  | 0
C | Tees
| a) 25mm Tees/Equal Tee | 28 | NO. |  | 0
| b) 32mm ditto | 8 | NO. |  | 0
D | Reducers
| a) 25x20mm ditto | 17 | NO. |  | 0
| b) 32x25mm ditto | 6 | NO. |  | 0
E | Unions
| a) 25mm diameter union | 42 | NO. |  | 0
| b) 32mm ditto | 7 | NO. |  | 0
F | Sockets
| a) 25mm Socket | 83 | NO. |  | 0
| b) 32mm ditto | 13 | NO. |  | 0
G | Male/FemaleThreaded Bends
| a) 25mm Threaded bend | 24 | NO. |  | 0
H | Male/Female Adaptors
| a) 25mm Male/Female Adaptor | 24 | NO. |  | 0
| b) 32mm ditto | 5 | NO. |  | 0
I | Isolation Valves (Pegler)
| a) 25mm gate valve | 15 | NO. |  | 0
| b) 32mm ditto | 2 | NO. |  | 0
J | Water Meters
| a) 32mm Water check meter as KENT. or equal and approved. | 1 | NO |  | 0
K | Flexible Tubes
| 15mm diameter 300mm long flexible tubings required complete with backnuts and angle valve as Grohe, Ref. No.22940000. or equal and approved | 15 | NO. |  | 0
L | STERILIZATION
| Allow for sterilization including flushing out water and chlorine to the satisfaction of the Engineer. | Item | Sum |  | 0
| Total C/F to Next Page |  |  |  | 0
BILL NO. 3: 3 BEDROOM APARTMENTS INTERNAL INSTALLATIONS
ITEM NO. | DESCRIPTION | QTY | UNIT | RATE | AMOUNT
|  |  |  | (KSHS) | (KSHS)
III | FOUL WATER DRAINAGE INSTALLATIONS
Supply, deliver and install the following UPVC, MUPVC, soil and waste systems respectively to B.S 5255 with fittings fixed to Manufactures Printed instructions and manufactured by reputable manufacturers. Tenderers must allow in their pipework prices for all the couplings, clippings, connectors, joints etc. as required in the running lengths of pipework and also where necessary, for pipe fixing clips, holder bats plugged and screwed for the proper and satisfactory functioning of the system.
A | Pipes
| a) 100mm dia UPVC Grey pipe (heavy duty) | 36 | LM |  | 0
| b) 50mm ditto | 18 | LM |  | 0
| c) 40mm Ditto | 29 | LM |  | 0
B | Bends
| a) 100mm diameter UPVC sweep bend | 5 | NO. |  | 0
| b) 50mm ditto | 6 | LM |  | 0
| c) 40mm ditto | 17 | NO. |  | 0
C | Tees
| a) 100mm diameter sweep tee | 8 | NO. |  | 0
| b) 50mm ditto | 6 | LM |  | 0
| c) 40mm ditto | 10 | NO. |  | 0
D | Boss Connectors
| a) 100x50mm diameter boss connector | 6 | NO. |  | 0
| b) 100 x 40mm ditto. | 6 | NO. |  | 0
E | Inspection Plugs/Access caps
| a) 100mm access cap | 4 | NO. |  | 0
| b) 40mm diameter inspection plugs | 9 | NO. |  | 0
F | Four-way 100x50mm floor trap complete with stainless steel grating. | 7 | NO. |  | 0
| Total C/F to Collection Page |  |  |  | 0
BILL NO. 3: 3 BEDROOM APARTMENTS INTERNAL INSTALLATIONS
ITEM NO. | DESCRIPTION | QTY | UNIT | RATE | AMOUNT
|  |  |  | (KSHS) | (KSHS)
III | WATER RETICULATION PIPEWORK
Supply of HDPE, PN 20 materials - All Polyethylene material shall be 16.0 KG/SQ.CM (unless otherwise stated) suitable for butt fusion jointing and the rate shall include for supply and delivery to the work site of all pipes, jointing fittings & specials including all other associated accessories (to suite PN 16 flange), required for complete installation to relevant local standards. Or approved equivalent
HDPE pipe has been used as a guide to the type and quality expected. Equal and approved brands shall be accepted only with the Engineers approval.
A | HDPE Pipes
| i) 75mm HDPE Pipes | 75 | LM |  | 0
B | Elbow and Bends
| i) 75mm Bend/Elbows | 12 | NO. |  | 0
C | Tees
| i) 75mm Tees/Equal Tee | 14 | NO. |  | 0
D | Reducers
| i) 75x32mm Reducer | 14 | NO. |  | 0
| ii) 75x40mm Reducer | 10 | NO. |  | 0
E | Unions
| i) 75mm diameter Union | 11 | NO. |  | 0
F | Sockets
| i) 75mm Socket | 21 | NO. |  | 0
G | Male/Female Adaptors
| i) 75mm Male/Female Adaptor | 14 | NO. |  | 0
Sterilization
H | Allow for sterilization including flushing out water and chlorine of the water supply line and water storage tank to the satisfaction of the Engineer | 1 | ITEM |  | 0
| Total C/F to Collection Page |  |  |  | 0
BILL NO. 3: 3 BEDROOM APARTMENTS INTERNAL INSTALLATIONS
ITEM NO. | DESCRIPTION | QTY | UNIT | RATE | AMOUNT
|  |  |  | (KSHS) | (KSHS)
III | EXTERNAL FOUL WATER DRAINAGE INSTALLATIONS
Supply, deliver and install the following UPVC, MUPVC, soil and waste systems respectively to B.S 5255 with fittings fixed to Manufactures Printed instructions and manufactured by reputable manufacturers. Tenderers must allow in their pipework prices for all the couplings, clippings, connectors, joints etc. as required in the running lengths of pipework and also where necessary, for pipe fixing clips, holder bats plugged and screwed for the proper and satisfactory functioning of the system.
A | Pipes
| a) 100mm dia UPVC Golden Brown pipe (heavy duty) | 78 | LM |  | 0
| b) 150mm dia UPVC Golden Brown pipe (heavy duty) | 60 | LM |  | 0
B | Bends
| a) 100mm diameter UPVC sweep bend | 16 | NO. |  | 0
C | 100mm diameter gulley trap complete with chamber and cover. | 12 | NO. |  | 0
D | Standard 600x450mm Inspection Chamber complete with HD cover. | 11 | NO. |  | 0
| Total C/F to Collection Page |  |  |  | 0
BILL NO. 3: 3 BEDROOM APARTMENTS INTERNAL INSTALLATIONS
ITEM | DESCRIPTION | QTY | UNIT | RATE | AMOUNT
|  |  |  | Kshs. | Kshs.
FIREFIGHTING INSTALLATIONS
I | FIRE EXTINGUISHERS & ACCESSORIES
i) | 5 Kg carbon dioxide gas fire extinguisher complete with pressure gauge, initial charge and mounting brackets. | 5 | NO. |  | 0
ii) | 6 Kg dry powder fire extinguisher complete with pressure gauge, initial charge and mounting brackets. | 5 | NO. |  | 0
ii) | Fire Safety Signage, Fire Point signs and Fire Action Plan signs, to Engineer's approval. | 5 | NO. |  | 0
iv) | 9" (225mm) manual operated alarm bell (Gong) | 5 | NO. |  | 0
| Total C/F to Collection Page |  |  |  | 0
BILL NO. 3: 3 BEDROOM APARTMENTS INTERNAL INSTALLATIONS
ITEM | DESCRIPTION |  |  |  | AMOUNT
Kshs.
3 BEDROOM APARTMENTS INTERNAL INSTALLATIONS
194600
I | SANITARY FITTINGS - CLIENT SUPPLY
II | SANITARY FITTINGS - LABOUR |  |  |  | 0
III | PLUMBING INSTALLATIONS |  |  |  | 0
IV | FOUL WATER DRAINAGE INSTALLATIONS |  |  |  | 0
A | SUB-TOTAL FOR 1NO. 3BEDROOM UNIT (I + II +III) |  |  |  | 194600
B | TOTAL FOR 10NO. 3BEDROOM APARTMENTS UNITS (A x 10) - 1NO. BLOCK INTERNAL INSTALLATIONS |  |  |  | 1946000
3 BEDROOM APARTMENTS COMMON INSTALLATIONS
V | WATER RETICULATION PIPEWORK |  |  |  | 0
VI | EXTERNAL FOUL WATER DRAINAGE INSTALLATIONS |  |  |  | 0
VII | FIREFIGHTING INSTALLATIONS - PORTABLES |  |  |  | 0
C | TOTAL FOR 1NO. 3BEDROOM BLOCK - COMMON INSTALLATIONS (IV + V) |  |  |  | 0
D | TOTAL FOR 1NO. 3 BEDROOM BLOCK (B + C) |  |  |  | 1946000
E | TOTAL FOR 2NO. BLOCKS (D x 2) |  |  |  | 3892000
C | TOTAL FOR 2NO. 3BEDROOM BLOCKS C/F TO MAIN SUMMARY PAGE |  |  |  | 3892000

## 1A
BILL NO. 4: TYPE 1A INTERNAL INSTALLATIONS
ITEM NO. | DESCRIPTION | QTY | UNIT | RATE | AMOUNT
|  |  |  | (KSHS) | (KSHS)
I | SANITARY FITTINGS - CLIENT SUPPLY
A | Allow a prime cost sum in Kenya Shillings for the Supply and delivery of sanitary fittings including all the necessary fittings and jointing by a nominated supplier. |  |  |  | 355350
| Total C/F to Collection Page |  |  |  | 355350
BILL NO. 4: TYPE 1A INTERNAL INSTALLATIONS
ITEM NO. | DESCRIPTION | QTY | UNIT | RATE | AMOUNT
|  |  |  | (KSHS) | (KSHS)
I | SANITARY FITTINGS - LABOUR
Take delivery, install, test and commission the following sanitary fittings including all the necessary fittings and jointing. Where brand names are mentioned it is only inteded as a guide to the type and quality expected. Other equal and equivalent brands shall be accepted upon approval by the Engineer.
Water Closet Suite
A | Close-coupled WC suite in approved white colour complete with horizontal outlet to BS 3402 with 6 litre valveless ceramic cistern and fittings including siphon,15mm diameter bottom inlet ball valve, 20mm diameter side overflow, plastic flush bend, inlet connection, ecoflush system with push button and heavy plastic seat and cover with chrome plated hinges. To be as Frenscia / Ekos Beta or equal and approved. | 6 | NO. |  | 0
Toilet Roll Holder
B | Wall mounted stainless steel toilet roll holder with cover and concealed fixings. As Dali MH701 or equal and approved. | 6 | NO. |  | 0
Coat Hook
C | Wall mounted chrome plated single Coat Hook as Dali "#13197". or equal and approved. | 6 | NO. |  | 0
Wash Hand Basin
D | Wash hand basin of nominal size 550 x 440mm, with Semi-Pedestal, white in colour, comprising of 1 center tap hole, 1 ¼ ” waste fitting, 1 ¼ ” chrome plated bottle trap. Complete with basin mixer tap as Twyford ''X50 Basin Mono Mixer - mini ''. As Ekos Beta or equal and approved. | 5 | NO. |  | 0
E | Countertop wash hand basin of nominal size 550 x 440mm, white in colour, comprising of 1 center tap hole, 1 ¼ ” waste fitting, 1 ¼ ” chrome plated bottle trap. Complete with basin mixer tap as Twyford ''X50 Basin Mono Mixer - mini '' As Ekos Beta or equal and approved. | 3 | NO. |  | 0
F | Mirror
| Plain size bevelled 6mm thick glass plate mirror size 600 x 800mm. Complete with foam lining and dome headed chrome plated fixing Screws | 8 | NO. |  | 0
G | Towel Rail
| Towel Rail as Dali, 600mm towel bar "#BM11". or equal and approved | 8 | NO. |  | 0
H | Kitchen Sink
| Double Bowl Single Drain (DBSD) stainless steel sink as "Associated Steel Limited" complete with 40mm diameter chrome plated bottle traps and Sink mixer single lever, 15mm, as Tapis Enoch sink Mixer Ref. #WGH56477C chrome plated pillar mounted sink mixer and all its jointing accessories. Or equal and approved | 1 | NO |  | 0
I | Instant Showers
| Shower fittings consisting of chrome plated stop valve as Bricon/Aztec or approved equivalent and a 5.5Kw instantaneous shower heater as Lorrenzetti or approved equivalent. | 6 | No |  | 0
J | Towel Rail
| Towel Rail as Dali, 600mm towel bar "#BM11". or equal and approved | 6 | NO. |  | 0
K | Soap Dish
| Soap Tray Holder white in colour and in Viterous China. Recessed into wall. As TWYFORD "VC9808WH" or equal and approved | 6 | NO. |  | 0
L | Dhobi Sink
i) | Concrete dhobi sink made of terrazzo, size 600mm X 500mm X 400mm deep complete with traps and fixings. | 1 | NO |  | 0
ii) | ½ inch single back inlet wall mounted Bibtap as "Twyford SF2302CP" with chrome finish. or equal and approved. | 1 | NO |  | 0
M | Fire Blanket
| Emergency fire blanket of dimensions 1200mm x 1200mm as Naffco NFB 1.4 or equal and approved | 1 | NO |  | 0
| Total C/F to Collection Page |  |  |  | 0
BILL NO. 4: TYPE 1A INTERNAL INSTALLATIONS
ITEM NO. | DESCRIPTION | QTY | UNIT | RATE | AMOUNT
|  |  |  | (KSHS) | (KSHS)
II | PLUMBING INSTALLATIONS
COLD & HOT WATER SUPPLY
Supply, deliver, install test and commission the following:
PP-R pipes and fittings to DIN 8077-78 Standards and relevant local standards. Tenderers must allow in their pipework prices for all the couplings, connectors, joints, bypass bends, caps and pipe clips in running lengths of pipes. Jointing & installation methods shall be as per manufacturers’ recommendations only. All pipe diameters are external diameters.
PolyproPylene Random (PP-R) pipe has been used as a guide to the type and quality expected. Equal and approved brands shall be accepted only with the Engineers approval.
A | PP-R Pipes - PN 20
| a) 25mm PPR pipes | 286 | LM |  | 0
| b) 32mm ditto | 42 | LM |  | 0
| c) 40mm ditto | 42 | LM |  | 0
B | Elbow and Bends
| a) 25mm Bend/Elbows | 98 | NO. |  | 0
| b) 32mm ditto | 29 | NO. |  | 0
| c) 40mm ditto | 24 | NO. |  | 0
C | Tees
| a) 25mm Tees/Equal Tee | 91 | NO. |  | 0
| b) 32mm ditto | 27 | NO. |  | 0
| c) 40mm ditto | 16 | NO. |  | 0
D | Reducers
| a) 25x20mm ditto | 64 | NO. |  | 0
| b) 32x25mm ditto | 42 | NO. |  | 0
| c) 40x25mm ditto | 14 | NO. |  | 0
| d) 40x32mm ditto | 16 | NO. |  | 0
E | Unions
| a) 25mm diameter union | 41 | NO. |  | 0
| b) 32mm ditto | 12 | NO. |  | 0
| c) 40mm ditto | 12 | NO. |  | 0
F | Sockets
| a) 25mm Socket | 77 | NO. |  | 0
| b) 32mm ditto | 22 | NO. |  | 0
| c) 40mm ditto | 24 | NO. |  | 0
G | Male/Female Adaptors
| a) 25mm Male/Female Adaptor | 40 | NO. |  | 0
| b) 32mm ditto | 18 | NO. |  | 0
| c) 40mm ditto | 12 | NO. |  | 0
H | Isolation Valves (Pegler)
| a) 25mm gate valve | 22 | NO. |  | 0
| b) 32mm ditto | 9 | NO. |  | 0
| c) 40mm ditto | 5 | NO. |  | 0
I | Flexible Tubes
| 15mm diameter 300mm long flexible tubings required complete with backnuts and angle valve as Grohe, Ref. No.22940000. or equal and approved | 30 | NO. |  | 0
J | STERILIZATION
| Allow for sterilization including flushing out water and chlorine to the satisfaction of the Engineer. | Item | Sum |  | 0
| Total C/F to Collection Page |  |  |  | 0
BILL NO. 4: TYPE 1A INTERNAL INSTALLATIONS
ITEM NO. | DESCRIPTION | QTY | UNIT | RATE | AMOUNT
|  |  |  | (KSHS) | (KSHS)
III | FOUL WATER DRAINAGE INSTALLATIONS
Supply, deliver and install the following UPVC, MUPVC, soil and waste systems respectively to B.S 5255 with fittings fixed to Manufactures Printed instructions and manufactured by reputable manufacturers. Tenderers must allow in their pipework prices for all the couplings, clippings, connectors, joints etc. as required in the running lengths of pipework and also where necessary, for pipe fixing clips, holder bats plugged and screwed for the proper and satisfactory functioning of the system.
A | Pipes
| a) 100mm dia UPVC Grey pipe (heavy duty) | 74 | LM |  | 0
| b) 100mm dia UPVC Golden Brown pipe (heavy duty) | 98 | LM |  | 0
| c) 50mm ditto | 62 | LM |  | 0
| d) 40mm Ditto | 40 | LM |  | 0
B | Bends
| a) 100mm diameter UPVC sweep bend | 16 | NO. |  | 0
| b) 50mm ditto | 14 | LM |  | 0
| c) 40mm ditto | 28 | NO. |  | 0
C | Tees
| a) 100mm diameter sweep tee | 16 | NO. |  | 0
| b) 50mm ditto | 14 | LM |  | 0
| c) 40mm ditto | 45 | NO. |  | 0
D | Boss Connectors
| a) 100x50mm diameter boss connector | 12 | NO. |  | 0
| b) 100 x 40mm ditto. | 12 | NO. |  | 0
E | Inspection Plugs/Access caps
| a) 100mm access cap | 9 | NO. |  | 0
| b) 40mm diameter inspection plugs | 18 | NO. |  | 0
F | Four-way 100x50mm floor trap complete with stainless steel grating. | 17 | NO. |  | 0
G | 100mm diameter gulley trap complete with chamber and cover. | 9 | NO. |  | 0
H | Standard 600x450mm Inspection Chamber complete with HD cover. | 12 | NO. |  | 0
| Total C/F to Collection Page |  |  |  | 0
BILL NO. 2: COLLECTION PAGE - TYPE 1A
ITEM | DESCRIPTION |  |  |  | AMOUNT
Kshs.
INTERNAL INSTALLATIONS
I | SANITARY FITTINGS - CLIENT SUPPLY |  |  |  | 355350
II | SANITARY FITTINGS - LABOUR |  |  |  | 0
III | PLUMBING INSTALLATIONS |  |  |  | 0
IV | FOUL WATER DRAINAGE INSTALLATIONS |  |  |  | 0
A | SUB-TOTAL FOR 1NO. 1A UNIT |  |  |  | 355350
B | TOTAL FOR 18NO. 1A UNIT (A x 18) |  |  |  | 6396300
C | TOTAL FOR 18 NO. HOUSE TYPE 1A C/F TO MAIN SUMMARY PAGE |  |  |  | 6396300

## 2B
BILL NO. 8: TYPE 2B INTERNAL INSTALLATIONS
ITEM NO. | DESCRIPTION | QTY | UNIT | RATE | AMOUNT
|  |  |  | (KSHS) | (KSHS)
I | SANITARY FITTINGS - CLIENT SUPPLY
A | Allow a prime cost sum in Kenya Shillings for the Supply and delivery of sanitary fittings including all the necessary fittings and jointing by a nominated supplier. |  |  |  | 295600
| Total C/F to Collection Page |  |  |  | 295600
BILL NO.8: TYPE 2B INTERNAL INSTALLATIONS
ITEM NO. | DESCRIPTION | QTY | UNIT | RATE | AMOUNT
|  |  |  | (KSHS) | (KSHS)
I | SANITARY FITTINGS - LABOUR
Take delivery, install, test and commission the following sanitary fittings including all the necessary fittings and jointing. Where brand names are mentioned it is only inteded as a guide to the type and quality expected. Other equal and equivalent brands shall be accepted upon approval by the Engineer.
Water Closet Suite
A | Close-coupled WC suite in approved white colour complete with horizontal outlet to BS 3402 with 6 litre valveless ceramic cistern and fittings including siphon,15mm diameter bottom inlet ball valve, 20mm diameter side overflow, plastic flush bend, inlet connection, ecoflush system with push button and heavy plastic seat and cover with chrome plated hinges. To be as Frenscia / Ekos Beta or equal and approved. | 5 | NO. |  | 0
Toilet Roll Holder
B | Wall mounted stainless steel toilet roll holder with cover and concealed fixings. As Dali MH701 or equal and approved. | 5 | NO. |  | 0
Coat Hook
C | Wall mounted chrome plated single Coat Hook as Dali "#13197". or equal and approved. | 5 | NO. |  | 0
Wash Hand Basin
D | Wash hand basin of nominal size 550 x 440mm, with Semi-Pedestal, white in colour, comprising of 1 center tap hole, 1 ¼ ” waste fitting, 1 ¼ ” chrome plated bottle trap. Complete with basin mixer tap as Twyford ''X50 Basin Mono Mixer - mini ''. As Ekos Beta or equal and approved. | 4 | NO. |  | 0
E | Countertop wash hand basin of nominal size 550 x 440mm, white in colour, comprising of 1 center tap hole, 1 ¼ ” waste fitting, 1 ¼ ” chrome plated bottle trap. Complete with basin mixer tap as Twyford ''X50 Basin Mono Mixer - mini '' As Ekos Beta or equal and approved. | 3 | NO. |  | 0
F | Mirror
| Plain size bevelled 6mm thick glass plate mirror size 600 x 800mm. Complete with foam lining and dome headed chrome plated fixing Screws | 7 | NO. |  | 0
G | Towel Rail
| Towel Rail as Dali, 600mm towel bar "#BM11". or equal and approved | 7 | NO. |  | 0
H | Kitchen Sink
| Double Bowl Single Drain (DBSD) stainless steel sink as "Associated Steel Limited" complete with 40mm diameter chrome plated bottle traps and Sink mixer single lever, 15mm, as Tapis Enoch sink Mixer Ref. #WGH56477C chrome plated pillar mounted sink mixer and all its jointing accessories. Or equal and approved | 1 | NO |  | 0
I | Instant Showers
| Shower fittings consisting of chrome plated stop valve as Bricon/Aztec or approved equivalent and a 5.5Kw instantaneous shower heater as Lorrenzetti or approved equivalent. | 5 | No |  | 0
J | Towel Rail
| Towel Rail as Dali, 600mm towel bar "#BM11". or equal and approved | 5 | NO. |  | 0
K | Soap Dish
| Soap Tray Holder white in colour and in Viterous China. Recessed into wall. As TWYFORD "VC9808WH" or equal and approved | 5 | NO. |  | 0
L | Dhobi Sink
i) | Concrete dhobi sink made of terrazzo, size 600mm X 500mm X 400mm deep complete with traps and fixings. | 1 | NO |  | 0
ii) | ½ inch single back inlet wall mounted Bibtap as "Twyford SF2302CP" with chrome finish. or equal and approved. | 1 | NO |  | 0
M | Fire Blanket
| Emergency fire blanket of dimensions 1200mm x 1200mm as Naffco NFB 1.4 or equal and approved | 1 | NO |  | 0
| Total C/F to Collection Page |  |  |  | 0
BILL NO. 8: TYPE 2B INTERNAL INSTALLATIONS
ITEM NO. | DESCRIPTION | QTY | UNIT | RATE | AMOUNT
|  |  |  | (KSHS) | (KSHS)
II | PLUMBING INSTALLATIONS
COLD & HOT WATER SUPPLY
Supply, deliver, install test and commission the following:
PP-R pipes and fittings to DIN 8077-78 Standards and relevant local standards. Tenderers must allow in their pipework prices for all the couplings, connectors, joints, bypass bends, caps and pipe clips in running lengths of pipes. Jointing & installation methods shall be as per manufacturers’ recommendations only. All pipe diameters are external diameters.
PolyproPylene Random (PP-R) pipe has been used as a guide to the type and quality expected. Equal and approved brands shall be accepted only with the Engineers approval.
A | PP-R Pipes - PN 20
| a) 25mm PPR pipes | 297 | LM |  | 0
| b) 32mm ditto | 44 | LM |  | 0
| c) 40mm ditto | 47 | LM |  | 0
B | Elbow and Bends
| a) 25mm Bend/Elbows | 94 | NO. |  | 0
| b) 32mm ditto | 29 | NO. |  | 0
| c) 40mm ditto | 24 | NO. |  | 0
C | Tees
| a) 25mm Tees/Equal Tee | 90 | NO. |  | 0
| b) 32mm ditto | 27 | NO. |  | 0
| c) 40mm ditto | 16 | NO. |  | 0
D | Reducers
| a) 25x20mm ditto | 62 | NO. |  | 0
| b) 32x25mm ditto | 44 | NO. |  | 0
| c) 40x25mm ditto | 16 | NO. |  | 0
| d) 40x32mm ditto | 18 | NO. |  | 0
E | Unions
| a) 25mm diameter union | 34 | NO. |  | 0
| b) 32mm ditto | 12 | NO. |  | 0
| c) 40mm ditto | 12 | NO. |  | 0
F | Sockets
| a) 25mm Socket | 89 | NO. |  | 0
| b) 32mm ditto | 22 | NO. |  | 0
| c) 40mm ditto | 24 | NO. |  | 0
G | Male/Female Adaptors
| a) 25mm Male/Female Adaptor | 40 | NO. |  | 0
| b) 32mm ditto | 18 | NO. |  | 0
| c) 40mm ditto | 12 | NO. |  | 0
H | Isolation Valves (Pegler)
| a) 25mm gate valve | 22 | NO. |  | 0
| b) 32mm ditto | 9 | NO. |  | 0
| c) 40mm ditto | 5 | NO. |  | 0
I | Flexible Tubes
| 15mm diameter 300mm long flexible tubings required complete with backnuts and angle valve as Grohe, Ref. No.22940000. or equal and approved | 30 | NO. |  | 0
J | STERILIZATION
| Allow for sterilization including flushing out water and chlorine to the satisfaction of the Engineer. | Item | Sum |  | 0
| Total C/F to Collection Page |  |  |  | 0
BILL NO. 8: TYPE 2B INTERNAL INSTALLATIONS
ITEM NO. | DESCRIPTION | QTY | UNIT | RATE | AMOUNT
|  |  |  | (KSHS) | (KSHS)
III | DRAINAGE INSTALLATIONS
Supply, deliver and install the following UPVC, MUPVC, soil and waste systems respectively to B.S 5255 with fittings fixed to Manufactures Printed instructions and manufactured by reputable manufacturers. Tenderers must allow in their pipework prices for all the couplings, clippings, connectors, joints etc. as required in the running lengths of pipework and also where necessary, for pipe fixing clips, holder bats plugged and screwed for the proper and satisfactory functioning of the system.
A | Pipes
| a) 100mm dia UPVC Grey pipe (heavy duty) | 70 | LM |  | 0
| b) 100mm dia UPVC Golden Brown pipe (heavy duty) | 98 | LM |  | 0
| c) 50mm ditto | 60 | LM |  | 0
| d) 40mm Ditto | 38 | LM |  | 0
B | Bends
| a) 100mm diameter UPVC sweep bend | 16 | NO. |  | 0
| b) 50mm ditto | 14 | LM |  | 0
| c) 40mm ditto | 26 | NO. |  | 0
C | Tees
| a) 100mm diameter sweep tee | 16 | NO. |  | 0
| b) 50mm ditto | 14 | LM |  | 0
| c) 40mm ditto | 44 | NO. |  | 0
D | Boss Connectors
| a) 100x50mm diameter boss connector | 11 | NO. |  | 0
| b) 100 x 40mm ditto. | 12 | NO. |  | 0
E | Inspection Plugs/Access caps
| a) 100mm access cap | 8 | NO. |  | 0
| b) 40mm diameter inspection plugs | 16 | NO.
F | Four-way 100x50mm floor trap complete with stainless steel grating. | 15 | NO. |  | 0
G | 100mm diameter gulley trap complete with chamber and cover. | 9 | NO. |  | 0
H | Standard 600x450mm Inspection Chamber complete with HD cover. | 12 | NO. |  | 0
| Total C/F to Collection Page |  |  |  | 0
ITEM | DESCRIPTION |  |  |  | AMOUNT
Kshs.
INTERNAL INSTALLATIONS
I | SANITARY FITTINGS - CLIENT SUPPLY |  |  |  | 295600
II | SANITARY FITTINGS - LABOUR |  |  |  | 0
III | PLUMBING INSTALLATIONS |  |  |  | 0
IV | DRAINAGE INSTALLATIONS |  |  |  | 0
A | SUB-TOTAL FOR 1NO. 2B UNIT |  |  |  | 295600
B | TOTAL FOR 9NO. 2B UNIT (A x 9) |  |  |  | 2660400
C | TOTAL FOR 9NO. HOUSE TYPE 2B C/F TO MAIN SUMMARY PAGE |  |  |  | 2660400

## 3A
BILL NO. 10: TYPE 3A INTERNAL INSTALLATIONS
ITEM NO. | DESCRIPTION | QTY | UNIT | RATE | AMOUNT
|  |  |  | (KSHS) | (KSHS)
I | SANITARY FITTINGS - CLIENT SUPPLY
A | Allow a prime cost sum in Kenya Shillings for the Supply and delivery of sanitary fittings including all the necessary fittings and jointing by a nominated supplier. |  |  |  | 270350
| Total C/F to Collection Page |  |  |  | 270350
BILL NO. 10: TYPE 3A INTERNAL INSTALLATIONS
ITEM NO. | DESCRIPTION | QTY | UNIT | RATE | AMOUNT
|  |  |  | (KSHS) | (KSHS)
I | SANITARY FITTINGS - LABOUR
Take delivery, install, test and commission the following sanitary fittings including all the necessary fittings and jointing. Where brand names are mentioned it is only inteded as a guide to the type and quality expected. Other equal and equivalent brands shall be accepted upon approval by the Engineer.
Water Closet Suite
A | Close-coupled WC suite in approved white colour complete with horizontal outlet to BS 3402 with 6 litre valveless ceramic cistern and fittings including siphon,15mm diameter bottom inlet ball valve, 20mm diameter side overflow, plastic flush bend, inlet connection, ecoflush system with push button and heavy plastic seat and cover with chrome plated hinges. To be as Frenscia / Ekos Beta or equal and approved. | 5 | NO. |  | 0
Toilet Roll Holder
B | Wall mounted stainless steel toilet roll holder with cover and concealed fixings. As Dali MH701 or equal and approved. | 5 | NO. |  | 0
Coat Hook
C | Wall mounted chrome plated single Coat Hook as Dali "#13197". or equal and approved. | 5 | NO. |  | 0
Wash Hand Basin
D | Wash hand basin of nominal size 550 x 440mm, with Semi-Pedestal, white in colour, comprising of 1 center tap hole, 1 ¼ ” waste fitting, 1 ¼ ” chrome plated bottle trap. Complete with basin mixer tap as Twyford ''X50 Basin Mono Mixer - mini ''. As Ekos Beta or equal and approved. | 4 | NO. |  | 0
E | Countertop wash hand basin of nominal size 550 x 440mm, white in colour, comprising of 1 center tap hole, 1 ¼ ” waste fitting, 1 ¼ ” chrome plated bottle trap. Complete with basin mixer tap as Twyford ''X50 Basin Mono Mixer - mini '' As Ekos Beta or equal and approved. | 1 | NO. |  | 0
F | Mirror
| Plain size bevelled 6mm thick glass plate mirror size 600 x 800mm. Complete with foam lining and dome headed chrome plated fixing Screws | 5 | NO. |  | 0
G | Towel Rail
| Towel Rail as Dali, 600mm towel bar "#BM11". or equal and approved | 5 | NO. |  | 0
H | Kitchen Sink
| Double Bowl Single Drain (DBSD) stainless steel sink as "Associated Steel Limited" complete with 40mm diameter chrome plated bottle traps and Sink mixer single lever, 15mm, as Tapis Enoch sink Mixer Ref. #WGH56477C chrome plated pillar mounted sink mixer and all its jointing accessories. Or equal and approved | 1 | NO |  | 0
I | Instant Showers
| Shower fittings consisting of chrome plated stop valve as Bricon/Aztec or approved equivalent and a 5.5Kw instantaneous shower heater as Lorrenzetti or approved equivalent. | 5 | No |  | 0
J | Towel Rail
| Towel Rail as Dali, 600mm towel bar "#BM11". or equal and approved | 5 | NO. |  | 0
K | Soap Dish
| Soap Tray Holder white in colour and in Viterous China. Recessed into wall. As TWYFORD "VC9808WH" or equal and approved | 5 | NO. |  | 0
L | Dhobi Sink
i) | Concrete dhobi sink made of terrazzo, size 600mm X 500mm X 400mm deep complete with traps and fixings. | 1 | NO |  | 0
ii) | ½ inch single back inlet wall mounted Bibtap as "Twyford SF2302CP" with chrome finish. or equal and approved. | 1 | NO |  | 0
M | Fire Blanket
| Emergency fire blanket of dimensions 1200mm x 1200mm as Naffco NFB 1.4 or equal and approved | 1 | NO |  | 0
| Total C/F to Collection Page |  |  |  | 0
BILL NO. 10: TYPE 3A INTERNAL INSTALLATIONS
ITEM NO. | DESCRIPTION | QTY | UNIT | RATE | AMOUNT
|  |  |  | (KSHS) | (KSHS)
II | PLUMBING INSTALLATIONS
COLD & HOT WATER SUPPLY
Supply, deliver, install test and commission the following:
PP-R pipes and fittings to DIN 8077-78 Standards and relevant local standards. Tenderers must allow in their pipework prices for all the couplings, connectors, joints, bypass bends, caps and pipe clips in running lengths of pipes. Jointing & installation methods shall be as per manufacturers’ recommendations only. All pipe diameters are external diameters.
PolyproPylene Random (PP-R) pipe has been used as a guide to the type and quality expected. Equal and approved brands shall be accepted only with the Engineers approval.
A | PP-R Pipes - PN 20
| a) 25mm PPR pipes | 270 | LM |  | 0
| b) 32mm ditto | 40 | LM |  | 0
| c) 40mm ditto | 37 | LM |  | 0
B | Elbow and Bends
| a) 25mm Bend/Elbows | 98 | NO. |  | 0
| b) 32mm ditto | 29 | NO. |  | 0
| c) 40mm ditto | 24 | NO. |  | 0
C | Tees
| a) 25mm Tees/Equal Tee | 91 | NO. |  | 0
| b) 32mm ditto | 27 | NO. |  | 0
| c) 40mm ditto | 16 | NO. |  | 0
D | Reducers
| a) 25x20mm ditto | 64 | NO. |  | 0
| b) 32x25mm ditto | 42 | NO. |  | 0
| c) 40x25mm ditto | 14 | NO. |  | 0
| d) 40x32mm ditto | 16 | NO. |  | 0
E | Unions
| a) 25mm diameter union | 34 | NO. |  | 0
| b) 32mm ditto | 10 | NO. |  | 0
| c) 40mm ditto | 11 | NO. |  | 0
F | Sockets
| a) 25mm Socket | 74 | NO. |  | 0
| b) 32mm ditto | 20 | NO. |  | 0
| c) 40mm ditto | 22 | NO. |  | 0
G | Male/Female Adaptors
| a) 25mm Male/Female Adaptor | 40 | NO. |  | 0
| b) 32mm ditto | 18 | NO. |  | 0
| c) 40mm ditto | 12 | NO. |  | 0
H | Isolation Valves (Pegler)
| a) 25mm gate valve | 22 | NO. |  | 0
| b) 32mm ditto | 9 | NO. |  | 0
| c) 40mm ditto | 5 | NO. |  | 0
I | Flexible Tubes
| 15mm diameter 300mm long flexible tubings required complete with backnuts and angle valve as Grohe, Ref. No.22940000. or equal and approved | 30 | NO. |  | 0
J | STERILIZATION
| Allow for sterilization including flushing out water and chlorine to the satisfaction of the Engineer. | Item | Sum |  | 0
| Total C/F to Collection Page |  |  |  | 0
BILL NO. 10: TYPE 3A INTERNAL INSTALLATIONS
ITEM NO. | DESCRIPTION | QTY | UNIT | RATE | AMOUNT
|  |  |  | (KSHS) | (KSHS)
III | DRAINAGE INSTALLATIONS
Supply, deliver and install the following UPVC, MUPVC, soil and waste systems respectively to B.S 5255 with fittings fixed to Manufactures Printed instructions and manufactured by reputable manufacturers. Tenderers must allow in their pipework prices for all the couplings, clippings, connectors, joints etc. as required in the running lengths of pipework and also where necessary, for pipe fixing clips, holder bats plugged and screwed for the proper and satisfactory functioning of the system.
A | Pipes
| a) 100mm dia UPVC Grey pipe (heavy duty) | 70 | LM |  | 0
| b) 100mm dia UPVC Golden Brown pipe (heavy duty) | 98 | LM |  | 0
| c) 50mm ditto | 60 | LM |  | 0
| d) 40mm Ditto | 38 | LM |  | 0
B | Bends
| a) 100mm diameter UPVC sweep bend | 16 | NO. |  | 0
| b) 50mm ditto | 14 | LM |  | 0
| c) 40mm ditto | 26 | NO. |  | 0
C | Tees
| a) 100mm diameter sweep tee | 16 | NO. |  | 0
| b) 50mm ditto | 14 | LM |  | 0
| b) 40mm ditto | 44 | NO. |  | 0
D | Boss Connectors
| a) 100x50mm diameter boss connector | 11 | NO. |  | 0
| b) 100 x 40mm ditto. | 12 | NO. |  | 0
E | Inspection Plugs/Access caps
| a) 100mm access cap | 8 | NO. |  | 0
| b) 40mm diameter inspection plugs | 16 | NO.
F | Four-way 100x50mm floor trap complete with stainless steel grating. | 15 | NO. |  | 0
G | 100mm diameter gulley trap complete with chamber and cover. | 9 | NO. |  | 0
H | Standard 600x450mm Inspection Chamber complete with HD cover. | 12 | NO. |  | 0
| Total C/F to Collection Page |  |  |  | 0
BILL NO. 10: COLLECTION PAGE - TYPE 3A
ITEM | DESCRIPTION |  |  |  | AMOUNT
Kshs.
INTERNAL INSTALLATIONS
I | SANITARY FITTINGS - CLIENT SUPPLY |  |  |  | 270350
II | SANITARY FITTINGS - LABOUR |  |  |  | 0
II | PLUMBING INSTALLATIONS |  |  |  | 0
III | DRAINAGE INSTALLATIONS |  |  |  | 0
A | SUB-TOTAL FOR 1NO. 3A UNIT |  |  |  | 270350
B | TOTAL FOR 14NO. 3A UNIT (A x 14) |  |  |  | 3784900
C | TOTAL FOR 14NO. HOUSE TYPE 3A C/F TO MAIN SUMMARY PAGE |  |  |  | 3784900

## 3B
BILL NO. 11: TYPE 3B INTERNAL INSTALLATIONS
ITEM NO. | DESCRIPTION | QTY | UNIT | RATE | AMOUNT
|  |  |  | (KSHS) | (KSHS)
I | SANITARY FITTINGS - CLIENT SUPPLY
A | Allow a prime cost sum in Kenya Shillings for the Supply and delivery of sanitary fittings including all the necessary fittings and jointing by a nominated supplier. |  |  |  | 270350
| Total C/F to Collection Page |  |  |  | 270350
BILL NO. 11: TYPE 3B INTERNAL INSTALLATIONS
ITEM NO. | DESCRIPTION | QTY | UNIT | RATE | AMOUNT
|  |  |  | (KSHS) | (KSHS)
I | SANITARY FITTINGS - LABOUR
Take delivery, install, test and commission the following sanitary fittings including all the necessary fittings and jointing. Where brand names are mentioned it is only inteded as a guide to the type and quality expected. Other equal and equivalent brands shall be accepted upon approval by the Engineer.
Water Closet Suite
A | Close-coupled WC suite in approved white colour complete with horizontal outlet to BS 3402 with 6 litre valveless ceramic cistern and fittings including siphon,15mm diameter bottom inlet ball valve, 20mm diameter side overflow, plastic flush bend, inlet connection, ecoflush system with push button and heavy plastic seat and cover with chrome plated hinges. To be as Frenscia / Ekos Beta or equal and approved. | 5 | NO. |  | 0
Toilet Roll Holder
B | Wall mounted stainless steel toilet roll holder with cover and concealed fixings. As Dali MH701 or equal and approved. | 5 | NO. |  | 0
Coat Hook
C | Wall mounted chrome plated single Coat Hook as Dali "#13197". or equal and approved. | 5 | NO. |  | 0
Wash Hand Basin
D | Wash hand basin of nominal size 550 x 440mm, with Semi-Pedestal, white in colour, comprising of 1 center tap hole, 1 ¼ ” waste fitting, 1 ¼ ” chrome plated bottle trap. Complete with basin mixer tap as Twyford ''X50 Basin Mono Mixer - mini ''. As Ekos Beta or equal and approved. | 4 | NO. |  | 0
E | Countertop wash hand basin of nominal size 550 x 440mm, white in colour, comprising of 1 center tap hole, 1 ¼ ” waste fitting, 1 ¼ ” chrome plated bottle trap. Complete with basin mixer tap as Twyford ''X50 Basin Mono Mixer - mini '' As Ekos Beta or equal and approved. | 1 | NO. |  | 0
F | Mirror
| Plain size bevelled 6mm thick glass plate mirror size 600 x 800mm. Complete with foam lining and dome headed chrome plated fixing Screws | 5 | NO. |  | 0
G | Towel Rail
| Towel Rail as Dali, 600mm towel bar "#BM11". or equal and approved | 5 | NO. |  | 0
H | Kitchen Sink
| Double Bowl Single Drain (DBSD) stainless steel sink as "Associated Steel Limited" complete with 40mm diameter chrome plated bottle traps and Sink mixer single lever, 15mm, as Tapis Enoch sink Mixer Ref. #WGH56477C chrome plated pillar mounted sink mixer and all its jointing accessories. Or equal and approved | 1 | NO |  | 0
I | Instant Showers
| Shower fittings consisting of chrome plated stop valve as Bricon/Aztec or approved equivalent and a 5.5Kw instantaneous shower heater as Lorrenzetti or approved equivalent. | 5 | No |  | 0
J | Towel Rail
| Towel Rail as Dali, 600mm towel bar "#BM11". or equal and approved | 5 | NO. |  | 0
K | Soap Dish
| Soap Tray Holder white in colour and in Viterous China. Recessed into wall. As TWYFORD "VC9808WH" or equal and approved | 5 | NO. |  | 0
L | Dhobi Sink
i) | Concrete dhobi sink made of terrazzo, size 600mm X 500mm X 400mm deep complete with traps and fixings. | 1 | NO |  | 0
ii) | ½ inch single back inlet wall mounted Bibtap as "Twyford SF2302CP" with chrome finish. or equal and approved. | 1 | NO |  | 0
M | Fire Blanket
| Emergency fire blanket of dimensions 1200mm x 1200mm as Naffco NFB 1.4 or equal and approved | 1 | NO |  | 0
| Total C/F to Collection Page |  |  |  | 0
BILL NO. 11: TYPE 3B INTERNAL INSTALLATIONS
ITEM NO. | DESCRIPTION | QTY | UNIT | RATE | AMOUNT
|  |  |  | (KSHS) | (KSHS)
II | PLUMBING INSTALLATIONS
COLD & HOT WATER SUPPLY
Supply, deliver, install test and commission the following:
PP-R pipes and fittings to DIN 8077-78 Standards and relevant local standards. Tenderers must allow in their pipework prices for all the couplings, connectors, joints, bypass bends, caps and pipe clips in running lengths of pipes. Jointing & installation methods shall be as per manufacturers’ recommendations only. All pipe diameters are external diameters.
PolyproPylene Random (PP-R) pipe has been used as a guide to the type and quality expected. Equal and approved brands shall be accepted only with the Engineers approval.
A | PP-R Pipes - PN 20
| a) 25mm PPR pipes | 270 | LM |  | 0
| b) 32mm ditto | 40 | LM |  | 0
| c) 40mm ditto | 37 | LM |  | 0
B | Elbow and Bends
| a) 25mm Bend/Elbows | 98 | NO. |  | 0
| b) 32mm ditto | 29 | NO. |  | 0
| c) 40mm ditto | 24 | NO. |  | 0
C | Tees
| a) 25mm Tees/Equal Tee | 91 | NO. |  | 0
| b) 32mm ditto | 27 | NO. |  | 0
| c) 40mm ditto | 16 | NO. |  | 0
D | Reducers
| a) 25x20mm ditto | 64 | NO. |  | 0
| b) 32x25mm ditto | 42 | NO. |  | 0
| c) 40x25mm ditto | 14 | NO. |  | 0
| d) 40x32mm ditto | 16 | NO. |  | 0
E | Unions
| a) 25mm diameter union | 34 | NO. |  | 0
| b) 32mm ditto | 10 | NO. |  | 0
| c) 40mm ditto | 11 | NO. |  | 0
F | Sockets
| a) 25mm Socket | 74 | NO. |  | 0
| b) 32mm ditto | 20 | NO. |  | 0
| c) 40mm ditto | 22 | NO. |  | 0
G | Male/Female Adaptors
| a) 25mm Male/Female Adaptor | 40 | NO. |  | 0
| b) 32mm ditto | 18 | NO. |  | 0
| c) 40mm ditto | 12 | NO. |  | 0
H | Isolation Valves (Pegler)
| a) 25mm gate valve | 22 | NO. |  | 0
| b) 32mm ditto | 9 | NO. |  | 0
| c) 40mm ditto | 5 | NO. |  | 0
I | Flexible Tubes
| 15mm diameter 300mm long flexible tubings required complete with backnuts and angle valve as Grohe, Ref. No.22940000. or equal and approved | 30 | NO. |  | 0
R | STERILIZATION
| Allow for sterilization including flushing out water and chlorine to the satisfaction of the Engineer. | Item | Sum |  | 0
| Total C/F to Collection Page |  |  |  | 0
BILL NO. 11: TYPE 3B INTERNAL INSTALLATIONS
ITEM NO. | DESCRIPTION | QTY | UNIT | RATE | AMOUNT
|  |  |  | (KSHS) | (KSHS)
III | DRAINAGE INSTALLATIONS
Supply, deliver and install the following UPVC, MUPVC, soil and waste systems respectively to B.S 5255 with fittings fixed to Manufactures Printed instructions and manufactured by reputable manufacturers. Tenderers must allow in their pipework prices for all the couplings, clippings, connectors, joints etc. as required in the running lengths of pipework and also where necessary, for pipe fixing clips, holder bats plugged and screwed for the proper and satisfactory functioning of the system.
A | Pipes
| a) 100mm dia UPVC Grey pipe (heavy duty) | 70 | LM |  | 0
| b) 100mm dia UPVC Golden Brown pipe (heavy duty) | 98 | LM |  | 0
| c) 50mm ditto | 60 | LM |  | 0
| d) 40mm Ditto | 38 | LM |  | 0
B | Bends
| a) 100mm diameter UPVC sweep bend | 16 | NO. |  | 0
| b) 50mm ditto | 14 | LM |  | 0
| c) 40mm ditto | 26 | NO. |  | 0
C | Tees
| a) 100mm diameter sweep tee | 16 | NO. |  | 0
| b) 50mm ditto | 14 | LM |  | 0
| b) 40mm ditto | 44 | NO. |  | 0
D | Boss Connectors
| a) 100x50mm diameter boss connector | 11 | NO. |  | 0
| b) 100 x 40mm ditto. | 12 | NO. |  | 0
E | Inspection Plugs/Access caps
| a) 100mm access cap | 8 | NO. |  | 0
| b) 40mm diameter inspection plugs | 16 | NO.
H | Four-way 100x50mm floor trap complete with stainless steel grating. | 15 | NO. |  | 0
I | 100mm diameter gulley trap complete with chamber and cover. | 9 | NO. |  | 0
J | Standard 600x450mm Inspection Chamber complete with HD cover. | 12 | NO. |  | 0
| Total C/F to Collection Page |  |  |  | 0
BILL NO. 11: COLLECTION PAGE - TYPE 3B
ITEM | DESCRIPTION |  |  |  | AMOUNT
Kshs.
INTERNAL INSTALLATIONS
I | SANITARY FITTINGS - CLIENT SUPPLY |  |  |  | 270350
II | SANITARY FITTINGS - LABOUR |  |  |  | 0
II | PLUMBING INSTALLATIONS |  |  |  | 0
III | DRAINAGE INSTALLATIONS |  |  |  | 0
A | SUB-TOTAL FOR 1NO. 3B UNIT |  |  |  | 270350
B | TOTAL FOR 18NO. 3B UNIT (A x 18) |  |  |  | 4866300
C | TOTAL FOR 18NO. HOUSE TYPE 3B C/F TO MAIN SUMMARY PAGE |  |  |  | 4866300

## Gatehouse
BILL NO. 12: GATE HOUSE INTERNAL INSTALLATIONS
ITEM NO. | DESCRIPTION | QTY | UNIT | RATE | AMOUNT
|  |  |  | (KSHS) | (KSHS)
I | SANITARY FITTINGS - CLIENT SUPPLY
A | Allow a prime cost sum in Kenya Shillings for the Supply and delivery of sanitary fittings including all the necessary fittings and jointing by a nominated supplier. |  |  |  | 35400
| Total C/F to Collection Page |  |  |  | 35400
BILL NO. 11: GATE HOUSE INTERNAL INSTALLATIONS
ITEM NO. | DESCRIPTION | QTY | UNIT | RATE | AMOUNT
|  |  |  | (KSHS) | (KSHS)
I | SANITARY FITTINGS - LABOUR
Take delivery, install, test and commission the following sanitary fittings including all the necessary fittings and jointing. Where brand names are mentioned it is only inteded as a guide to the type and quality expected. Other equal and equivalent brands shall be accepted upon approval by the Engineer.
Water Closet Suite
A | Squatting Pan as TWYFORD "Nile Squatting Pan" Ref. WC3390WH, white in colour and in Vitreous China. WC pan to be complete with fixing accessories. or equal and approved. | 1 | NO. |  | 0
Toilet Roll Holder
B | Wall mounted stainless steel toilet roll holder with cover and concealed fixings. As Dali MH701 or equal and approved. | 1 | NO. |  | 0
Coat Hook
C | Wall mounted chrome plated single Coat Hook as Dali "#13197". or equal and approved. | 1 | NO. |  | 0
Wash Hand Basin
D | Wash hand basin of nominal size 550 x 440mm, with Semi-Pedestal, white in colour, comprising of 1 center tap hole, 1 ¼ ” waste fitting, 1 ¼ ” chrome plated bottle trap. Complete with basin mixer tap as Twyford ''X50 Basin Mono Mixer - mini ''. As Ekos Beta or equal and approved. | 1 | NO. |  | 0
E | Mirror
| Plain size bevelled 6mm thick glass plate mirror size 600 x 800mm. Complete with foam lining and dome headed chrome plated fixing Screws | 1 | NO. |  | 0
F | Towel Rail
| Towel Rail as Dali, 600mm towel bar "#BM11". or equal and approved | 1 | NO. |  | 0
| Total C/F to Collection Page |  |  |  | 0
BILL NO. 12: GATE HOUSE INTERNAL INSTALLATIONS
ITEM NO. | DESCRIPTION | QTY | UNIT | RATE | AMOUNT
|  |  |  | (KSHS) | (KSHS)
II | PLUMBING INSTALLATIONS
COLD & HOT WATER SUPPLY
Supply, deliver, install test and commission the following:
PP-R pipes and fittings to DIN 8077-78 Standards and relevant local standards. Tenderers must allow in their pipework prices for all the couplings, connectors, joints, bypass bends, caps and pipe clips in running lengths of pipes. Jointing & installation methods shall be as per manufacturers’ recommendations only. All pipe diameters are external diameters.
PolyproPylene Random (PP-R) pipe has been used as a guide to the type and quality expected. Equal and approved brands shall be accepted only with the Engineers approval.
A | PP-R Pipes - PN 20
| a) 25mm PPR pipes | 56 | LM |  | 0
B | Elbow and Bends
| a) 25mm Bend/Elbows | 24 | NO. |  | 0
C | Tees
| a) 25mm Tees/Equal Tee | 12 | NO. |  | 0
D | Reducers
| a) 25x20mm ditto | 8 | NO. |  | 0
E | Unions
| a) 25mm diameter union | 8 | NO. |  | 0
F | Sockets
| a) 25mm Socket | 14 | NO. |  | 0
G | Male/Female Adaptors
| a) 25mm Male/Female Adaptor | 2 | NO. |  | 0
H | Isolation Valves (Pegler)
| a) 25mm gate valve | 1 | NO. |  | 0
I | Flexible Tubes
| 15mm diameter 300mm long flexible tubings required complete with backnuts and angle valve as Grohe, Ref. No.22940000. or equal and approved | 2 | NO. |  | 0
J | STERILIZATION
| Allow for sterilization including flushing out water and chlorine to the satisfaction of the Engineer. | Item | Sum |  | 0
| Total C/F to Collection Page |  |  |  | 0
BILL NO. 12: GATE HOUSE INTERNAL INSTALLATIONS
ITEM NO. | DESCRIPTION | QTY | UNIT | RATE | AMOUNT
|  |  |  | (KSHS) | (KSHS)
III | DRAINAGE INSTALLATIONS
Supply, deliver and install the following UPVC, MUPVC, soil and waste systems respectively to B.S 5255 with fittings fixed to Manufactures Printed instructions and manufactured by reputable manufacturers. Tenderers must allow in their pipework prices for all the couplings, clippings, connectors, joints etc. as required in the running lengths of pipework and also where necessary, for pipe fixing clips, holder bats plugged and screwed for the proper and satisfactory functioning of the system.
A | Pipes
| a) 100mm dia UPVC Grey pipe (heavy duty) | 8 | LM |  | 0
| b) 100mm dia UPVC Golden Brown pipe (heavy duty) | 18 | LM |  | 0
| c) 50mm ditto | 12 | LM |  | 0
| d) 40mm Ditto | 12 | LM |  | 0
B | Bends
| a) 100mm diameter UPVC sweep bend | 4 | NO. |  | 0
| b) 50mm ditto | 2 | LM |  | 0
| c) 40mm ditto | 3 | NO. |  | 0
C | Tees
| a) 40mm diameter sweep tee | 2 | NO. |  | 0
D | Boss Connectors
| a) 100x50mm diameter boss connector | 1 | NO. |  | 0
| b) 100 x 40mm ditto. | 1 | NO. |  | 0
E | Inspection Plugs/Access caps
| a) 100mm access cap | 1 | NO. |  | 0
| b) 40mm diameter inspection plugs | 1 | NO. |  | 0
F | Four-way 100x50mm floor trap complete with stainless steel grating. | 2 | NO. |  | 0
G | 100mm diameter gulley trap complete with chamber and cover. | 2 | NO. |  | 0
H | Standard 600x450mm Inspection Chamber complete with HD cover. | 4 | NO. |  | 0
| Total C/F to Collection Page |  |  |  | 0
BILL NO. 12: COLLECTION PAGE - GATEHOUSE
ITEM | DESCRIPTION |  |  |  | AMOUNT
Kshs.
INTERNAL INSTALLATIONS
I | SANITARY FITTINGS - CLIENT SUPPLY |  |  |  | 35400
II | SANITARY FITTINGS - LABOUR |  |  |  | 0
III | PLUMBING INSTALLATIONS |  |  |  | 0
IV | DRAINAGE INSTALLATIONS |  |  |  | 0
A | SUB-TOTAL FOR 1NO. GATEHOUSE (I + II + III + IV) |  |  |  | 35400
B | TOTAL FOR 3NO.GATEHOUSES (A x 3) |  |  |  | 106200
C | TOTAL FOR 3NO. GATE HOUSE C/F TO MAIN SUMMARY PAGE |  |  |  | 106200

## external super
BILL NO. 13: EXTERNAL WATER RETICULATION INSTALLATIONS - MAISIONETTES
ITEM NO. | DESCRIPTION | QTY | UNIT | RATE | AMOUNT
|  |  |  | (KSHS) | (KSHS)
I | WATER BOOSTER PUMPS & PIPEWORK
Supply, deliver, install test and commission the following:
Water Booster Pump
A | Water Booster pumpset comprising 2 No. pumps (Duty and Stundby) with automatic changeover, each of capacity 20m3/hr at 35m total head as GRUNDFOS CR 20-3, 4.0kW, 5.5ph. Complete with pressure vessel, pressure switch and gauge, overload protection and all necessary controls all mounted on common base plate. NB: Alternatives shall be supplied with the written approval of the Engineer | 1 | SET |  | 0
Control Panel
B | Control panel for above pumps with contactors, over voltage and under voltage protection relays, MCBs, timer, start/stop push buttons, internal buttons with automatic changeover, 'running' and 'trip' neon lights control system and button for change from automatic to manual operation. There shall also be an adjustable time delay switch to ensure pumping cycles are controlled to not more than 6 per hour, float switch cable, low level cut-out switch in low level tank and regulator. | 1 | NO. |  | 0
| Total C/F to Collection Page |  |  |  | 0
BILL NO. 13: EXTERNAL WATER RETICULATION INSTALLATIONS
ITEM NO. | DESCRIPTION | QTY | UNIT | RATE | AMOUNT
|  |  |  | (KSHS) | (KSHS)
II | PRESSED STEEL WATER TANKS
A | HIGH LEVEL TANK
| Supply, install, test and commission Pressed Steel Water Tank, 160m3 capacity, of dimesions 8m x 5m x 4m high. The tank to be of 6mm thick, 1000mm square modules, which are hydraulically cold pressed in one piece and embossed with a distinctive protruding profiles at the centre to strengthen the panels. NB: The tank plates to be hot dip galvanised. All tank specifications to Engineer's approval. | 1 | NO. |  | 0
TANK TOWER
B | Structural steel tower for 15m tower to support 160m3 and 72m3 steel tanks on two levels, made up thick SHS columns, horizontal ties and diagonal bracings, mild steel hand rails, chaquered plate on 600mm wide walk way around tank and cat ladder all to SE approval. | 1 | NO. |  | 0
The tanks (above) to be complete with all jointing accessories bitumen lining to Engineer's approval, and as follows:
a) | Flat steel plate covers and suitably supported to allow for extenal loads i.e maintenance crew. A standard access manhole with hinged lockable cover and vent to be provided, and perimeter guard rails.
b) | Internal bracings and brackets to be designed to ensure the strength, rigidity and absolute uniformity of the tank.
c) | All bolts used in the assembly should be of high tensile grade 8.8 for rigid holding and should be zinc coated to prevent against any rust forming.
d) | Inlets, outlets, washout, overflow, drain vent, high pressure ball valve, level indicators, gate valves, non-return valves, float switch regulator and internal and external ladder. All the fittings should be done to the approval of the Mechanical Engineer.
B | Water Tank Bearers
| Allow for steel bearer universal beams, spaced at 1 meter, to be anchored onto upstand concrete beams to Engineer's approval | 1 | ITEM |  | 0
| Total C/F to Collection Page |  |  |  | 0
BILL NO. 13: EXTERNAL WATER RETICULATION INSTALLATIONS - MAISIONETTES
ITEM NO. | DESCRIPTION | QTY | UNIT | RATE | AMOUNT
|  |  |  | (KSHS) | (KSHS)
III | WATER RETICULATION PIPEWORK
Supply of HDPE, PN 20 materials - All Polyethylene material shall be 16.0 KG/SQ.CM (unless otherwise stated) suitable for butt fusion jointing and the rate shall include for supply and delivery to the work site of all pipes, jointing fittings & specials including all other associated accessories (to suite PN 16 flange), required for complete installation to relevant local standards. Or approved equivalent
HDPE pipe has been used as a guide to the type and quality expected. Equal and approved brands shall be accepted only with the Engineers approval.
A | HDPE Pipes
| i) 40mm HDPE Pipes | 560 | LM |  | 0
| ii) 50mm ditto | 210 | LM |  | 0
| iii) 63mm ditto | 127 | LM |  | 0
| iv) 100mm ditto | 416 | LM |  | 0
B | Elbow and Bends
| i) 40mm Bend/Elbows | 85 | NO. |  | 0
| ii) 50mm ditto | 27 | NO. |  | 0
| iii) 63mm ditto | 24 | NO. |  | 0
| iv) 100mm ditto | 86 | NO. |  | 0
C | Tees
| i) 40mm Tees/Equal Tee | 4 | NO. |  | 0
| ii) 50mm ditto | 51 | NO. |  | 0
| iii) 63mm ditto | 28 | NO. |  | 0
| iv) 100mm ditto | 156 | NO. |  | 0
D | Reducers
| i) 50x40mm Reducer | 36 | NO. |  | 0
| ii) 63x40mm ditto | 12 | NO. |  | 0
| iii) 63x50mm ditto | 12 | NO. |  | 0
| iv) 100x40mm ditto | 54 | NO. |  | 0
| iv) 100x50mm ditto | 11 | NO. |  | 0
| iv) 100x63mm ditto | 24 | NO. |  | 0
E | Unions
| i) 40mm diameter Union | 33 | NO. |  | 0
| ii) 50mm ditto | 22 | NO. |  | 0
| iii) 63mm ditto | 30 | NO. |  | 0
| iv) 100mm ditto | 125 | NO. |  | 0
| Total C/F to Next Page |  |  |  | 0
BILL NO. 13: EXTERNAL WATER RETICULATION INSTALLATIONS - MAISIONETTES
ITEM NO. | DESCRIPTION | QTY | UNIT | RATE | AMOUNT
|  |  |  | (KSHS) | (KSHS)
| Total B/F from Previous Page |  |  |  | 0
F | Sockets
| i) 40mm Socket | 64 | NO. |  | 0
| ii) 50mm ditto | 41 | NO. |  | 0
| iii) 63mm ditto | 56 | NO. |  | 0
| iv) 100mm ditto | 254 | NO. |  | 0
G | Male/Female Adaptors
| i) 40mm Male/Female Adaptor | 128 | NO. |  | 0
| ii) 100mm ditto | 30 | NO. |  | 0
H | Isolation Valves (Pegler)
| i) 40mm Isolation Valves | 64 | NO. |  | 0
| ii) 100mm ditto | 15 | NO. |  | 0
Excavation
K | Excavate trench for HDPE & fire hydrant water reticulation pipework not exceeding 1500mm depth and 750mm width on average, part refill and ram, and surplus cart away. | 1313 | LM |  | 0
Water Line Markers
L | Standard pre-cast concrete water line marker, post marked “WL”, set in concrete (1:3:6) base, including form work, excavations, back-filling and disposal. Plate to be painted blue with gloss oil paint and engraved letters in black. All to the satisfaction of the engineer. | 32 | NO. |  | 0
M | Water Meters
i) | 40mm Water check meter as KENT. or equal and approved. | 56 | NO |  | 0
Sterilization
N | Allow for sterilization including flushing out water and chlorine of the water supply line and water storage tank to the satisfaction of the Engineer | 1 | ITEM |  | 0
| Total C/F to Collection Page |  |  |  | 0
SUMMARY PAGE
ITEM | DESCRIPTION |  |  |  | AMOUNT
Kshs.
COLLECTION PAGE - BILL NO. 13: EXTERNAL WATER RETICULATION INSTALLATIONS
I | WATER BOOSTER PUMPS & PIPEWORK |  |  |  | 0
II | PRESSED STEEL WATER TANKS |  |  |  | 0
III | WATER RETICULATION PIPEWORK |  |  |  | 0
A | TOTAL FOR EXTERNAL WATER RETICULATION C/F TO COLLECTION PAGE |  |  |  | 0

## external apartments
BILL NO. 13: EXTERNAL WATER RETICULATION INSTALLATIONS - APARTMENTS
ITEM NO. | DESCRIPTION | QTY | UNIT | RATE | AMOUNT
|  |  |  | (KSHS) | (KSHS)
III | WATER RETICULATION PIPEWORK
Supply of HDPE, PN 20 materials - All Polyethylene material shall be 16.0 KG/SQ.CM (unless otherwise stated) suitable for butt fusion jointing and the rate shall include for supply and delivery to the work site of all pipes, jointing fittings & specials including all other associated accessories (to suite PN 16 flange), required for complete installation to relevant local standards. Or approved equivalent
HDPE pipe has been used as a guide to the type and quality expected. Equal and approved brands shall be accepted only with the Engineers approval.
A | HDPE Pipes
| i) 75mm HDPE Pipes | 120 | LM |  | 0
| ii) 100mm ditto | 550 | LM |  | 0
B | Elbow and Bends
| i) 75mm Bend/Elbows | 22 | NO. |  | 0
| ii) 100mm ditto | 24 | NO. |  | 0
C | Tees
| i) 75mm Tees/Equal Tee | 3 | NO. |  | 0
| ii) 100mm ditto | 4 | NO. |  | 0
D | Reducers
| i) 100x75mm reducer | 4 | NO. |  | 0
E | Unions
| i) 75mm diameter Union | 15 | NO. |  | 0
| ii) 100mm ditto | 53 | NO. |  | 0
F | Sockets
| i) 75mm Socket | 30 | NO. |  | 0
| ii) 100mm ditto | 105 | NO. |  | 0
G | Male/Female Adaptors
| i) 75mm Male/Female Adaptor | 6 | NO. |  | 0
| ii) 100mm ditto | 20 | NO. |  | 0
H | Isolation Valves (Pegler)
| i) 75mm Isolation Valves | 3 | NO. |  | 0
| ii) 100mm ditto | 10 | NO. |  | 0
I | Pressure Reducing Valves (PRV)
| i) 100mm ditto | 6 | NO. |  | 0
| Total C/F to Next Page |  |  |  | 0
#REF!
ITEM NO. | DESCRIPTION | QTY | UNIT | RATE | AMOUNT
|  |  |  | (KSHS) | (KSHS)
| Total B/F from Previous Page |  |  |  | 0
Excavation
K | Excavate trench for HDPE & fire hydrant water reticulation pipework not exceeding 1500mm depth and 750mm width on average, part refill and ram, and surplus cart away. | 670 | LM |  | 0
Water Line Markers
L | Standard pre-cast concrete water line marker, post marked “WL”, set in concrete (1:3:6) base, including form work, excavations, back-filling and disposal. Plate to be painted blue with gloss oil paint and engraved letters in black. All to the satisfaction of the engineer. | 18 | NO. |  | 0
M | Water Meters
i) | 50mm Water check meter as KENT. or equal and approved. | 3 | NO |  | 0
Sterilization
N | Allow for sterilization including flushing out water and chlorine of the water supply line and water storage tank to the satisfaction of the Engineer | 1 | ITEM |  | 0
| Total C/F to Next Page |  |  |  | 0
SUMMARY PAGE
ITEM | DESCRIPTION |  |  |  | AMOUNT
Kshs.
COLLECTION PAGE - BILL NO. 13: EXTERNAL WATER RETICULATION INSTALLATIONS
I | WATER RETICULATION PIPEWORK |  |  |  | 0
A | TOTAL FOR EXTERNAL WATER RETICULATION C/F TO COLLECTION PAGE |  |  |  | 0

## collection page external
SUMMARY PAGE
ITEM | DESCRIPTION | AMOUNT
Kshs.
COLLECTION PAGE - BILL NO. 13: EXTERNAL WATER RETICULATION INSTALLATIONS
I | Total for Maissionettes External Reticulation Works | 0
II | Total for Apartments Blocks External Reticulation Works | 0
A | TOTAL FOR EXTERNAL WATER RETICULATION C/F TO SUMMARY PAGE | 0

## irrigation common
BILL NO. 14: SITE IRRIGATION INSTALLATIONS
ITEM NO. | DESCRIPTION | QTY | UNIT | RATE | AMOUNT
|  |  |  | (KSHS) | (KSHS)
I | WATER BOOSTER PUMPS & PIPEWORK
Supply, deliver, install test and commission the following:
Water Booster Pump
A | Water Booster pumpset comprising 2 No. pumps (Duty and Stundby) with automatic changeover, each of capacity 20m3/hr at 35m total head as GRUNDFOS CR 20-3, 4.0kW, 5.5ph. Complete with pressure vessel, pressure switch and gauge, overload protection and all necessary controls all mounted on common base plate. NB: Alternatives shall be supplied with the written approval of the Engineer | 1 | SET |  | 0
Control Panel
B | Control panel for above pumps with contactors, over voltage and under voltage protection relays, MCBs, timer, start/stop push buttons, internal buttons with automatic changeover, 'running' and 'trip' neon lights control system and button for change from automatic to manual operation. There shall also be an adjustable time delay switch to ensure pumping cycles are controlled to not more than 6 per hour, float switch cable, low level cut-out switch in low level tank and regulator. | 1 | NO. |  | 0
| Total C/F to Next Page |  |  |  | 0
BILL NO. 14: SITE IRRIGATION INSTALLATIONS
ITEM NO. | DESCRIPTION | QTY | UNIT | RATE | AMOUNT
|  |  |  | (KSHS) | (KSHS)
II | PRESSED STEEL WATER TANKS
A | TANK
| Supply, install, test and commission Pressed Steel Water Tank, 72m3 capacity, of dimesions 6m x 4m x 3m high. The tank to be of 6mm thick, 1000mm square modules, which are hydraulically cold pressed in one piece and embossed with a distinctive protruding profiles at the centre to strengthen the panels. NB: The tank plates to be hot dip galvanised. All tank specifications to Engineer's approval. | 1 | NO. |  | 0
The tanks (above) to be complete with all jointing accessories bitumen lining to Engineer's approval, and as follows:
a) | Flat steel plate covers and suitably supported to allow for extenal loads i.e maintenance crew. A standard access manhole with hinged lockable cover and vent to be provided, and perimeter guard rails.
b) | Internal bracings and brackets to be designed to ensure the strength, rigidity and absolute uniformity of the tank.
c) | All bolts used in the assembly should be of high tensile grade 8.8 for rigid holding and should be zinc coated to prevent against any rust forming.
d) | Inlets, outlets, washout, overflow, drain vent, high pressure ball valve, level indicators, gate valves, non-return valves, float switch regulator and internal and external ladder. All the fittings should be done to the approval of the Mechanical Engineer.
B | Water Tank Bearers
| Allow for steel bearer universal beams, spaced at 1 meter, to be anchored onto upstand concrete beams to Engineer's approval | 1 | ITEM |  | 0
| Total C/F to Summary Page |  |  |  | 0
BILL NO. 14: SITE IRRIGATION INSTALLATIONS
ITEM NO. | DESCRIPTION | QTY | UNIT | RATE | AMOUNT
|  |  |  | (KSHS) | (KSHS)
III | WATER RETICULATION PIPEWORK
Supply of HDPE, PN 20 materials - All Polyethylene material shall be 16.0 KG/SQ.CM (unless otherwise stated) suitable for butt fusion jointing and the rate shall include for supply and delivery to the work site of all pipes, jointing fittings & specials including all other associated accessories (to suite PN 16 flange), required for complete installation to relevant local standards. Or approved equivalent
HDPE pipe has been used as a guide to the type and quality expected. Equal and approved brands shall be accepted only with the Engineers approval.
A | HDPE Pipes
| i) 63mm HDPE Pipes | 634 | LM |  | 0
B | Elbow and Bends
| i) 63mm Bend/Elbows | 56 | NO. |  | 0
C | Tees
| i) 63mm Tees/Equal Tee | 18 | NO. |  | 0
D | Reducers
| i) 63x50mm Reducer | 12 | NO. |  | 0
E | Unions
| i) 63mm diameter Union | 94 | NO. |  | 0
F | Sockets
| i) 63mm Socket | 175 | NO. |  | 0
G | Male/Female Adaptors
| i) 63mm Male/Female Adaptor | 28 | NO. |  | 0
H | Isolation Valves (Pegler)
| i) 63mm Isolation Valves | 10 | NO. |  | 0
I | Pressure Reducing Valves (PRV)
| i) 63mm diameter pressure reducing valve | 2 | NO. |  | 0
Excavation
K | Excavate trench for HDPE & fire hydrant water reticulation pipework not exceeding 1500mm depth and 750mm width on average, part refill and ram, and surplus cart away. | 634 | LM |  | 0
| Total C/F to Next Page |  |  |  | 0
BILL NO. 14: SITE IRRIGATION INSTALLATIONS
ITEM NO. | DESCRIPTION | QTY | UNIT | RATE | AMOUNT
|  |  |  | (KSHS) | (KSHS)
| Total B/F from Previous Page |  |  |  | 0
Water Line Markers
L | Standard pre-cast concrete water line marker, post marked “WL”, set in concrete (1:3:6) base, including form work, excavations, back-filling and disposal. Plate to be painted blue with gloss oil paint and engraved letters in black. All to the satisfaction of the engineer. | 20 | NO. |  | 0
Sterilization
N | Allow for sterilization including flushing out water and chlorine of the water supply line and water storage tank to the satisfaction of the Engineer | 1 | ITEM |  | 0
| TOTAL FOR EXTERNAL WATER RETICULATION C/F TO MAIN SUMMARY PAGE |  |  |  | 0
SUMMARY PAGE
ITEM | DESCRIPTION |  |  |  | AMOUNT
Kshs.
COLLECTION PAGE - BILL NO. 14: SITE IRRIGATION INSTALLATIONS
I | WATER BOOSTER PUMPS & PIPEWORK |  |  |  | 0
II | PRESSED STEEL WATER TANKS |  |  |  | 0
III | WATER RETICULATION PIPEWORK |  |  |  | 0
A | TOTAL FOR COMMON IRRIGATION C/F TO COLLECTION PAGE |  |  |  | 0

## irrigation maissionettes
BILL NO. 14: SITE IRRIGATION INSTALLATIONS - MAISONETTES
ITEM NO. | DESCRIPTION | QTY | UNIT | RATE | AMOUNT
|  |  |  | (KSHS) | (KSHS)
III | WATER RETICULATION PIPEWORK
Supply of HDPE, PN 20 materials - All Polyethylene material shall be 16.0 KG/SQ.CM (unless otherwise stated) suitable for butt fusion jointing and the rate shall include for supply and delivery to the work site of all pipes, jointing fittings & specials including all other associated accessories (to suite PN 16 flange), required for complete installation to relevant local standards. Or approved equivalent
HDPE pipe has been used as a guide to the type and quality expected. Equal and approved brands shall be accepted only with the Engineers approval.
A | HDPE Pipes
| i) 25mm HDPE Pipes | 296 | LM |  | 0
| ii) 50mm ditto | 720 | LM |  | 0
B | Elbow and Bends
| i) 25mm Bend/Elbows | 72 | NO. |  | 0
| ii) 50mm ditto | 24 | NO. |  | 0
C | Tees
| i) 25mm Tees/Equal Tee | 8 | NO. |  | 0
| ii) 50mm ditto | 60 | NO. |  | 0
D | Reducers
| i) 50x25mm Reducer | 60 | NO. |  | 0
E | Unions
| i) 25mm diameter Union | 37 | NO. |  | 0
| ii) 50mm ditto | 90 | NO. |  | 0
F | Sockets
| i) 25mm Socket | 74 | NO. |  | 0
| ii) 50mm ditto | 180 | NO. |  | 0
G | Male/Female Adaptors
| i) 25mm Male/Female Adaptor | 120 | NO. |  | 0
| ii) 50mm ditto | 20 | NO. |  | 0
H | Isolation Valves (Pegler)
| i) 25mm Isolation Valves | 60 | NO. |  | 0
| iii) 50mm ditto | 8 | NO. |  | 0
I | Pressure Reducing Valves (PRV)
| i) 50mm ditto | 2 | NO. |  | 0
| Total C/F to Next Page |  |  |  | 0
BILL NO. 14: SITE IRRIGATION INSTALLATIONS - MAISONETTES
ITEM NO. | DESCRIPTION | QTY | UNIT | RATE | AMOUNT
|  |  |  | (KSHS) | (KSHS)
| Total B/F from Previous Page |  |  |  | 0
Stand pipes
| 15mm diameter hose bib tap suitable for connecting hose pipe complete with threaded adaptors. The tap to be complete with 5meter long 15mm diameter GMS pipe, bends support, etc. The chrome plated bib tap to be as Cobra ref.108 hose bib taps or equal and approved. | 60 | NO. |  | 0
Excavation
K | Excavate trench for HDPE & fire hydrant water reticulation pipework not exceeding 1500mm depth and 750mm width on average, part refill and ram, and surplus cart away. | 1016 | LM |  | 0
Water Line Markers
L | Standard pre-cast concrete water line marker, post marked “WL”, set in concrete (1:3:6) base, including form work, excavations, back-filling and disposal. Plate to be painted blue with gloss oil paint and engraved letters in black. All to the satisfaction of the engineer. | 16 | NO. |  | 0
Sterilization
N | Allow for sterilization including flushing out water and chlorine of the water supply line and water storage tank to the satisfaction of the Engineer | 1 | ITEM |  | 0
| TOTAL FOR MAISONETTES IRRIGATION C/F TO COLLECTION PAGE |  |  |  | 0

## irrigation apartments
BILL NO. 14: SITE IRRIGATION INSTALLATIONS - APARTMENTS
ITEM NO. | DESCRIPTION | QTY | UNIT | RATE | AMOUNT
|  |  |  | (KSHS) | (KSHS)
III | WATER RETICULATION PIPEWORK
Supply of HDPE, PN 20 materials - All Polyethylene material shall be 16.0 KG/SQ.CM (unless otherwise stated) suitable for butt fusion jointing and the rate shall include for supply and delivery to the work site of all pipes, jointing fittings & specials including all other associated accessories (to suite PN 16 flange), required for complete installation to relevant local standards. Or approved equivalent
HDPE pipe has been used as a guide to the type and quality expected. Equal and approved brands shall be accepted only with the Engineers approval.
A | HDPE Pipes
| i) 25mm HDPE Pipes | 60 | LM |  | 0
| ii) 50mm ditto | 520 | LM |  | 0
B | Elbow and Bends
| i) 25mm Bend/Elbows | 8 | NO. |  | 0
| ii) 50mm ditto | 32 | NO. |  | 0
C | Tees
| i) 25mm Tees/Equal Tee | 2 | NO. |  | 0
| ii) 50mm ditto | 15 | NO. |  | 0
D | Reducers
| i) 50x25mm Reducer | 4 | NO. |  | 0
E | Unions
| i) 25mm diameter Union | 8 | NO. |  | 0
| ii) 50mm ditto | 65 | NO. |  | 0
F | Sockets
| i) 25mm Socket | 16 | NO. |  | 0
| ii) 50mm ditto | 130 | NO. |  | 0
G | Male/Female Adaptors
| i) 25mm Male/Female Adaptor | 10 | NO. |  | 0
| ii) 50mm ditto | 20 | NO. |  | 0
H | Isolation Valves (Pegler)
| i) 25mm Isolation Valves | 5 | NO. |  | 0
| iii) 50mm ditto | 8 | NO. |  | 0
I | Pressure Reducing Valves (PRV)
| i) 50mm ditto | 2 | NO. |  | 0
| Total C/F to Next Page |  |  |  | 0
BILL NO. 14: SITE IRRIGATION INSTALLATIONS - APARTMENTS
ITEM NO. | DESCRIPTION | QTY | UNIT | RATE | AMOUNT
|  |  |  | (KSHS) | (KSHS)
| Total B/F from Previous Page |  |  |  | 0
Stand pipes
| 15mm diameter hose bib tap suitable for connecting hose pipe complete with threaded adaptors. The tap to be complete with 5meter long 15mm diameter GMS pipe, bends support, etc. The chrome plated bib tap to be as Cobra ref.108 hose bib taps or equal and approved. | 5 | NO. |  | 0
Excavation
K | Excavate trench for HDPE & fire hydrant water reticulation pipework not exceeding 1500mm depth and 750mm width on average, part refill and ram, and surplus cart away. | 580 | LM |  | 0
Water Line Markers
L | Standard pre-cast concrete water line marker, post marked “WL”, set in concrete (1:3:6) base, including form work, excavations, back-filling and disposal. Plate to be painted blue with gloss oil paint and engraved letters in black. All to the satisfaction of the engineer. | 20 | NO. |  | 0
Sterilization
N | Allow for sterilization including flushing out water and chlorine of the water supply line and water storage tank to the satisfaction of the Engineer | 1 | ITEM |  | 0
| TOTAL FOR APARTMENT BLOCKS IRRIGATION C/F TO COLLECTION PAGE |  |  |  | 0

## collection page irrigation
SUMMARY PAGE
ITEM | DESCRIPTION | AMOUNT
Kshs.
COLLECTION PAGE - BILL NO. 14: SITE IRRIGATION INSTALLATIONS
I | Total for Common Irrigation Intallation Works | 0
II | Total for Maissionettes Irrigation Intallation Works | 0
III | Total for Apartments Irrigation Intallation Works | 0
A | TOTAL FOR SITE IRRIGATION C/F TO SUMMARY PAGE | 0

## SUMMARY PAGE
SUMMARY PAGE
ITEM | DESCRIPTION | AMOUNT
Kshs
A | PRELIMINARIES AND GENERAL CONDITIONS | 0
B | BILL NO. 1: CLUBHOUSE INTERNAL INSTALLATIONS | 464900
C | BILL NO. 2: SWIMMING POOL INSTALLATIONS | 0
D | BILL NO. 2: 2BEDROOM APARTMENTS INTERNAL INSTALLATIONS | 1473000
E | BILL NO. 3: 3 BEDROOM APARTMENTS INTERNAL INSTALLATIONS | 3892000
F | BILL NO. 4: TYPE 1A INTERNAL INSTALLATIONS | 6396300
G | BILL NO. 8: TYPE 2B INTERNAL INSTALLATIONS | 2660400
H | BILL NO. 10: TYPE 3A INTERNAL INSTALLATIONS | 3784900
I | BILL NO. 11: TYPE 3B INTERNAL INSTALLATIONS | 4866300
J | BILL NO. 12: GATE HOUSE INTERNAL INSTALLATIONS | 106200
K | BILL NO. 11: EXTERNAL WATER RETICULATION INSTALLATIONS | 0
L | BILL NO. 14: SITE IRRIGATION INSTALLATIONS | 0
| Total Carried Forward to Summary Page | 23644000
ITEM |  | (Kshs.)
NO. | DESCRIPTION
MAIN SUMMARY PAGE
A | TOTAL C/F FROM PAGE E/75 | 23644000
B | WASTE WATER TREATMENT PC SUM | 28250000
C | REVERSE OSMOSIS PLANT | 5000000
D | ALLOW FOR CONTINGENCY SUM | 5000000
| TOTAL FOR PLUMBING AND DRAINAGE CARRIED TO FORM OF TENDER | 61894000
Amount in words……………………………………………………………………………………..................
……………………………………………………………………………………………..………………………..
Tenderer's Name and Stamp ………………………………………..………………….…………………………………………………………... ……..…………………………………………………………………………………..……………………………..
Address ……………………………………………………………………………………...……………...……..……………………………………...………………………………………………………...……………………………………
Period To Execute The Works …….……………………………….……....…………………………………..
Telephone No ….………………………………………………….………………………….…………………….
Mobile Phone No. ….…………………………………………………………………………...……. ……….
Tenderer’s V.A.T No ….………………………………………………….……………………………………….
Tenderer’s P.I.N No ….…………………………………………………………………………………...……. ……….
Tenderer's Signature ………………………………… Date………………….………………………...………
Witness Signature …………………………………... Date………………….………………………..………
Witness Signature …………………………... Date………………….………………………..………
Name/ Stamp……………………………………………………………………………………………
……………………………………………………………………………………………………………..
Witness………………………………..Signature………………………...Date……………

## schedule of client supply
SCHEDULE OF CLIENT SUPPLY ITEMS
ITEM NO. | DESCRIPTION | QTY | UNIT | RATE | AMOUNT
|  |  |  | (KSHS) | (KSHS)
I | SANITARY FITTINGS - SUPPLY
The Client may choose to supply the following items, therefore it shall not form part of the contract sum
Supply and deliver the following sanitary fittings including all the necessary fittings and jointing. Where brand names are mentioned it is only inteded as a guide to the type and quality expected. Other equal and equivalent brands shall be accepted upon approval by the Engineer.
Water Closet Suite
A | Close-coupled WC suite in approved white colour complete with horizontal outlet to BS 3402 with 6 litre valveless ceramic cistern and fittings including siphon,15mm diameter bottom inlet ball valve, 20mm diameter side overflow, plastic flush bend, inlet connection, ecoflush system with push button and heavy plastic seat and cover with chrome plated hinges. To be as Frenscia / Ekos Beta or equal and approved. | 399 | NO. |  | 0
Toilet Roll Holder
B | Wall mounted stainless steel toilet roll holder with cover and concealed fixings. As Dali MH701 or equal and approved. | 402 | NO. |  | 0
Coat Hook
C | Wall mounted chrome plated single Coat Hook as Dali "#13197". or equal and approved. | 402 | NO. |  | 0
Wash Hand Basin
D | Wash hand basin of nominal size 550 x 440mm, with Semi-Pedestal, white in colour, comprising of 1 center tap hole, 1 ¼ ” waste fitting, 1 ¼ ” chrome plated bottle trap. Complete with basin mixer tap as Twyford ''X50 Basin Mono Mixer - mini ''. As Ekos Beta or equal and approved. | 373 | NO. |  | 0
E | Countertop wash hand basin of nominal size 550 x 440mm, white in colour, comprising of 1 center tap hole, 1 ¼ ” waste fitting, 1 ¼ ” chrome plated bottle trap. Complete with basin mixer tap as Twyford ''X50 Basin Mono Mixer - mini '' As Ekos Beta or equal and approved. | 115 | NO. |  | 0
F | Mirror
| Plain size bevelled 6mm thick glass plate mirror size 600 x 800mm. Complete with foam lining and dome headed chrome plated fixing Screws | 488 | NO. |  | 0
G | Towel Rail
| Towel Rail as Dali, 600mm towel bar "#BM11". or equal and approved | 488 | NO. |  | 0
H | Kitchen Sink
| Double Bowl Single Drain (DBSD) stainless steel sink as "Associated Steel Limited" complete with 40mm diameter chrome plated bottle traps and Sink mixer single lever, 15mm, as Tapis Enoch sink Mixer Ref. #WGH56477C chrome plated pillar mounted sink mixer and all its jointing accessories. Or equal and approved | 89 | NO |  | 0
I | Instant Showers
| Shower fittings consisting of chrome plated stop valve as Bricon/Aztec or approved equivalent and a 5.5Kw instantaneous shower heater as Lorrenzetti or approved equivalent. | 397 | No |  | 0
J | Towel Rail
| Towel Rail as Dali, 600mm towel bar "#BM11". or equal and approved | 397 | NO. |  | 0
K | Soap Dish
| Soap Tray Holder white in colour and in Viterous China. Recessed into wall. As TWYFORD "VC9808WH" or equal and approved | 397 | NO. |  | 0
| Total C/F to Next Page |  |  |  | 0
SCHEDULE OF CLIENT SUPPLY ITEMS
ITEM NO. | DESCRIPTION | QTY | UNIT | RATE | AMOUNT
|  |  |  | (KSHS) | (KSHS)
| Total C/F from Previous Page |  |  |  | 0
L | Dhobi Sink
i) | Concrete dhobi sink made of terrazzo, size 600mm X 500mm X 400mm deep complete with traps and fixings. | 89 | NO |  | 0
ii) | ½ inch single back inlet wall mounted Bibtap as "Twyford SF2302CP" with chrome finish. or equal and approved. | 89 | NO |  | 0
M | Fire Blanket
| Emergency fire blanket of dimensions 1200mm x 1200mm as Naffco NFB 1.4 or equal and approved | 89 | NO |  | 0
Water Closet Suite
O | Squatting Pan as TWYFORD "Nile Squatting Pan" Ref. WC3390WH, white in colour and in Vitreous China. WC pan to be complete with fixing accessories. or equal and approved. | 3 | NO. |  | 0
P | Hand dryer
| Sensor operated hand drier as Mediclinics M99ACS, steel 1.5mm thick one piece cover , satin finish. Size 248 x 278 x 210mm.Effective air flow 215m3/hr Electrical power supply 1.64kW, single phase 240V 50 Hz. Or equal and approved. | 4 | NO. |  | 0
Q | Soap dispenser
| Wall mounted soap dispenser as "Mediclinics DJ0111C" with a capacity of 1.1L and in AISI 304 Stainless Steel material, having a press action soap release mechanism complete with fixing screws. Allow for initial soap supply. or equal and approved. | 4 | NO. |  | 0
R | Paper towel dispenser
| Paper Dispeser as "Mediclinics DT2106CS" in AISI 304 Stainless Steel material, with a capacity of 400-600 C/Z towels. or equal and approved | 4 | NO. |  | 0
| TOTAL AMOUNT FOR SANITARY FITTINGS SUPPLY |  |  |  | 0
(DO NOT CARRY THIS AMOUNT TO SUMMARY PAGE)